{"text_format":"1","workbook":"xlsx","n_sheets":4,"sheets":["CB_DATA_","Solar Calculator","Electricity Price","Monte Carlo Assumptions"],"not_rendered":{"charts":2,"images":0,"macros":1,"external_links":0,"defined_names":97,"comments":0,"pivot_tables":0},"unopened":[],"bounds":{"document_bytes":16777216,"sheet_cells":100000,"rows_first":2000,"rows_last":500,"rows_between":2000,"halvings":0,"cell_chars":16384,"cell_head_chars":4096},"cells_cut":0,"cells_raw":0,"read":"whole","date_system":"1900"}

{"sheet":"CB_DATA_","index":0,"n_rows":42,"n_cols":16,"rows_kept":42,"cut":false,"hidden":true,"merged":[]}
["Crystal Ball Data"]
[null,null,null,null,null,null,null,null,null,null,null,null,null,null,null,{"$f":"_xll.CB.RecalcCounterFN()","v":{"$error":"#NAME?"}}]
["Workbook Variables","Last Var Column",1]
["    Name:"]
["    Value:"]
[]
["Worksheet Data","Last Data Column Used"]
[null,2]
[]
["Sheet Ref"]
[{"$f":"CB_DATA_!#REF!","v":{"$error":"#REF!"}},{"$f":"'Solar Calculator'!#REF!","v":{"$error":"#REF!"}}]
[]
["Sheet Guid"]
["6b28b296-06c1-476a-b14f-04c7282bd8c8","e41e4bbb-fdff-476d-ab2e-8b645bba9147"]
[]
["Deleted sheet count"]
[]
[]
["Last row used"]
[31,31]
[]
[]
[]
[]
["Data blocks",null,null,null,null,null,1.8875974070252113]
["CB_Block_0","CB_Block_7.0.0.0:1"]
["㜸〱敤㕣㕢㙣ㅣ搵ㄹ摥ㄹ敦慥㜷搶㜶㙣攲㕣㐸戸㤹㝢挰搱ㄲ攷挲愵㌴つ扥攴〶戹㌸戱ㄳ㡡㈸㕤挶扢㘷散㐹㜶㘶㥤㤹㔹㈷愶㘹ㅢ㈸㠵搲㡢㉡攸㐳ぢ愵㉤㐲ㄵ㙡㕦㉡挱〳㠲㤶㍥㔴慡搴慡㠲㡡〷㔴愹て㔵㈹慡摡〷㔰ㄵ愹㉦㍣㈰搱敦㍢㌳戳㍢扢敢ㅤ㍢ㅢ㘸㥤捡㤳散㥦㌳攷㝥捥㝦㍤晦㝦㈶〹㈵㤱㐸㝣㡣㠷晦昲㐹㌲㜱攵挴扣敢〹㉢㌷㕡㉥㤵㐴挱㌳换戶㥢ㅢ㜶ㅣ㝤晥㠰改㝡ㅤ愸㤰捥㥢㈸㜷㔳㜹搷㝣㐴㘴昲㜳挲㜱㔱㈹㤵㐸㘴㌲㥡㡡㜲㜶挲㕦㕦昸愲戱㔵㜷ㄲ㘰㜲㜴攴昰搴〹昴㍡攱㤵ㅤ戱㜹攰戸摦㜶攷搰㔰㙥㈸户㙤晢戶摢㜳㕢㌶て㡣㔶㑡㕥挵ㄱ㍢㙤㔱昱ㅣ扤戴㜹㘰扣㌲㔵㌲ぢ昷㠹昹挹昲㐹㘱敦ㄴ㔳㕢戶㑤改摢敦ㅣ摡扥㘳㠷㜱搷㕤㜷㜶㘳攸挴愱搱㤱㜱㐷ㄸ敥㈷搴㘷㡡㔳摥㍥㈶ち㈶搷㈶㠴㘳摡搳戹搱ㄱ晣㡤捣ㅦ㙦㜷攴㈶㘶㠴昰㌸戴㜰㠴㕤㄰慥㠶㠶㕤搶戰敢㔶慣㔹㙥㥥㘶敤挱㔲ぢ扡敢愵慣㔱㔱㉡㘹㔶搸㙢挶㍡㡣扤㉢改昳摤搶㠴戰㕤搳㌳攷㑣㙦㍥㙤㑤愲愳㘲㡦㜵捣ㄵ㐷㜵㝢㕡ㅣ搲㉤㤱戲昶㔶捣㘲搲㝦ㄲㅤ㌷㠷㕤㐴㈷㈶㤷㥦ㅢ㜶慤搱ㄹ摤㤱㌳㜲戹㌱㌱㜵昷㌸㠵晡扡搷户敥㤷㔳㤷㈳戰捦ㅢ㕢搷㐳挹㜱摤愹搶ㅣ㙣㕤㌳㔸㝣晤っ㙥㙢㕤㍦戲㐷昵㙤㙥㘹摤㐶㙥㘵㝤㙤愵㉢愰㙦戹愳㔸㡣㤶㈶攸㈴挸㄰㄰㠱㕡㤶愰㡢愰ㅢ㐰㐹晥ㅢ㕣ㄲ㙤挸㈲㌵慦慢昹㈹㌵㕦㔰昳㐵㌵㉦搴扣愱收愷搵晣㡣㥡㌷搵晣〹㌵㝦ㄲ㜵挲㈷搳搹愹〶捦愶㔷慥㝢晢㡡て㡡㘳㡦つ扥晥晥挷㤹扦ㄶ扡㔷愱搲㤱㘰㔲㘳㡥㝥ㅡ愴㔶愳攲慤戹㉤晣戳㌸㔷㠰㈹㡣ㅤ挶ㅤ挶搰㔰㜱挷ㄶ㝤㥢㥥攲戲㘲㤰㕦㐷㈸㝤愸摢㙤摣㙦摡挵昲㘹㠹扢㉢㐷㜴㔷搴㌶㙥㌰㈸ㅢ㈹㔷散愲㝢挵挲㠵ㄳ㥥敥㠹㡤㡤㘵戵㑥㥡㥡㑤㠰慤㠴㉢挷扢扡戱搹㜱扤㔴ㄱ挳㘷㑣扦昸慡㠶㘲㙢摣㈹㑦戵㉥摤攳㠸㔳搵搲愶ㄹつ㐳愸捤挹扥㥢㔶改ㄷ昹昳ㅡㄸ㥤㈹扢挲㤶搳ㅢ戴挶捤挲㐹攱㑣〸㡡㐴㔱㤴㑢㕤换愲㠰敢〷て摢㔸㈸戸戵㜸㕤㌴搷搸㝤挶〳㌳㡢㈲收㍢㉢ㅣ㙦㝥㔲㥦㉡㠹㜵㜵㔵晣㌱㔱戰愱㉥㝢㑦戹㔰㜱㐷换戶攷㤴㑢昵㈵挳挵㌹ㅤ㤲愶㜸戰㕣ㄴ挹㘴㐲ち〵〸摣㡥づ㐵㐹摣摡㥡ㄷ㈴㈲㈲㈸㈶㈳㕦㕥㑦㜶戹愳㔸ㅤ㔶㔱ㄲ愴㐹昵㠶㐵㍡攳㝣愵㡣㠹攱挰挸㥡愸㍦㌸攸愶㐵扡慤㘲敥搳慤慣慡晤挱敡㜷捦〹摢摢愷摢挵㤲㜰㘲戵㥦挲ㄹ㘹扤〰愹昳㄰〸㉤㜷㡦慡㑥㌹愳捣愷㑥㥢㐵㙦㈶㍤㈳捣改ㄹて㜹搰㤰㤹っ户戶改搱㉥㐳㤶戶㥡愰ㅦ㈰㥢㑤愴搷戰㔲㍡㡢㈷㤱愲㜴㡡攱攵㍡㐱捥㜶㜵扣摣㙤散㌱㑢㥥昰㠵㜲慦〱㡣昸㕡㑤愲慦㠷㈴敡攸〵㕦㘱慣㌱㐶㐱愵扡㘹㝢昳㌵扥㙤攲ㄲ㥦㠸㔶㘴挱戲㤳〵ㄴ〵昵昲㈰㠶搷㐰㌴つ搲㈰扥㜲㠴㠸挸〶㌱㥡ㅤ㍤搷ㄳㄹ敢挷挸〸搴㡦ㄲ㈱㙢㙦㘹㉤㈳㐸散捤㐴捡㐶㉤昹㜱㐵㥡㉤㘴换晢搲㙣㉤㌶㑥㕢㐷戰㥥攰㜲㠲つ〰捡㍦㈰攱㈸攵㤰慥㝦戴㉢昰慥㕤㐹㜰ㄵ〰攴㤳㐶㤹ㄳ㠸㉡摡㔰㑢戱㈳㔹慦〷㜶戲㌴㡡㝤㔱㐴换戸㙡㘷昶㔸ㄲ搱㠱搵戹㍣㜴㙤㔲敡搸㥢㕡搳㘶㜴㌹愴挸㤸慡搱戵㉥㔲㌵扡ㄱ慣摡愶摥扡〶㑤戵〱㠲㙢〱㝣挵㐲㘳㜷㘹搶㍣捤挹㑢挲㈴昲つ愱㌶㤵㝢㐰挴㌴晦㘳〴㕣搳搱㘵挵㝥愶㈹㌸㘸㕣昲昶昳收搶扣ㅤ㈰扤㐱㘷慥攸ㅣ晡㡡㉥搰㠲扥づ散愵晣愵愵㝥戹〱挵摡㡤〴㌷〱㌴攸ㄷ㥥扣㉦搴㑢㈰㑤㘲㉢㠲戹搵昴戸㐸ぢ㜷㜲㝥㔶㐸敤搳㙤㑣敡捥戴昰攰扤搸㍦〶㍢戸散㌸愲㠴〳㙤㔱㘶昰散戲扥㍥搳摤攳㤴㉤收慦搸挷敥㈵愱ㄸ㤲㐹戵㈳搱㘰ㅦ挷搸㤹ㄱ㝦㔳㠴㜲愸㝦户戵ㄶㄲ㤱㐶昵攴挵㜶昱㘷换ㄵ㐹搲㠶㈴搹㠴㙤搵㙥〱㠰㤴㔰晥搴㔲愲っ戲摡㘶㔹慤摥㕡愵㜷㉦收㘴搲攰㍦㙣㤲㈳㕤扥戳㜶〴扥〳户挷㥡㌰慤慡戰攸戲挶㠵㔳㠰㕦挱㉣㠹慣敦㤲愵愸㔹㤱ㄵ㤷㠸慣攸攸㘸㍡㑢挷昸搶㈴㥤㌴㐸㠹㔸㙥㡦㉤㡣㌹㠷搷㠸㡡㉥㐸ち㤵ㄸ户㔰㔵〲㤱昲㔸㜷㐵挴戴㈱㘲㜲搸㌸敤㌶㠲㉤〴㐳〰愹㍦㐲搲㉣㜵攳ㄹち敢㥣愳㍢㍢㥦㑦㘴㠸〶改ㅥ㝣慢愵戰摡捥㘱㜶㄰摣づ搰㘰晥搰昹ㄸ㐳㠸ㄲ攵ㄱ㐲愴戵愴ㄹ挷㑤㜱㥡㌴戰捡㐰㔰㘹戴攲㝡㘵㡢㔱愵ㅥ㘳慣㝣愸散㡤㤹敥㉣愲㔰晤㐶㤰戸㝦㐶搸愰㉥〷戶㑦㐳㕥㜹㜶㔶ㄴ㌵㘳愲㕣㠱㘸摢㍦戶ㅣづ攵㔸ㅦ㙣㐹㜹㉥㔷ㄵ㍣敤㥤㡤搱㠵㈲㑦挴昰戵搲ㄳ扢㈴捦㌷て㝤扤戵ㅤ㥤㌴扤㤲攸㌲㝣愶㘳㍡㘳㘰ㄷㄱ㌵㈸㜶ㅡ㤳㌳㡥㄰㘳㍤挶㕥挷㉣㤶㑣㕢㄰ㄹ戰㌱ㄹ愸㍢㈰愶ㄱ㈱ㄸ㉦㌳晥㔷戶㝢㡣㐹㐷户摤㔹㥤挱挴昹搵㜵㙦㌲㈴㤲㌲㐶㑣摢挵㌰ㄲ㡢㑣昷ㅡㄳ㌳攵搳㠸搶㔶㉣㝢慦㍥敢㉥ぢ慣㤰攸晤㐷愲㐶㔱ㄵ㔵㔵㌲㙡愶㕤晣昰㐰㥥㐸㙣挵㉦㐹㈰㜱㤵㐸搱㕦ㅥ愳扤㘹搷〷昱ㄹ摡改㥣㔳㌷㈲㐷搵捣㡥㔸㈹㑣㑥搵敥㘴㥢扢〰敥摤㝢㙣㝦㉤㉡㜷㔱昱敡ㄴ㍤晣㌱㌲㕥㤲㐵㌵〸㐲晦摣㉡㥦㔴㤸㐷捡〱〷〲攳㝣㙢㈴扦慣㈱敢㤰晡㔶搵㤲㝢㄰㐵敡㌶づ攸㔳愲㠴㔸戴愵㝢慢晣ㄷ㥡戱㤶㕥㜲㠳戲搱戲㘵改㈴㉤㤲攵㐴㐱㈷〵て㔷扣昲㐱搳搶っ〰㐹㝦㐱㤶㝥〶㔹晡ㄹ㤹搵㙤ㅣ㘵㔸㔰愶搹㔷㜹㕡㜷㑣㙦挶㌲ぢㄹ扥㌰㜴户㉣㘸ㄲ㑣㑥挹ㅢ㍥愱捣ㄸ㘸戰收㡦挱㘴㜳㜳㐰㜷づ㜲㤴㕢㐷昴㠳㜲㔵㈵㡤㍦㑡㥢㡥㈵〸ㄸ改㈵搵敥㐶㙦㈹㜹㌳〲㈲㐷㍥攷挳晢ㄷ攷扦㡡ㅣ摦㉦㐷慣挷㤰〸㍣㠲ㄱ㈱㑦昷㜶摡㌸㘶㥢ㅥ戰㐷㡣敤㌱扤㌱ㄷ㈸〷㐰㔲ㅥ㙦㌷㑡慣㐶ㅡつ㔶戵挲㌵捤㐵㜵㙡攲敡收昲愸摥戸㘱㠱㘲㕦愳㐴ㄴ挹㘲㤵愴㘶㔹㘰㡥换㐹搵㈸㔲㜱㠷摡㐶㠹㜳㥢搶昶㥤㔲攴㈲ㄴ㤳愴㤹㠴戶㔳ㄲち㠲扣愴づ攸㈸晡敢攳挹㈳ㄲ慤愱つ㤰愵㥥昲昳㝡㠲㜰攰㝥㕣㌹㈹㡡㙣昰〶晥㕥ㄵ㈴て㔷扣扡ㄲ晤㑣㝦㔰㌲㕣㉡ㅤ戶㘱㈵ㄴ㜴愷戸㑣㔸ㅡ㙢昳㌵㡣攴捥㜶戵扦扦扤ㄱ㐶っ搸㤰㈱㤱ㄸ㍦㌰搸㄰捣ㄵ㠹愶搲㍡敢攱㔶㔷戳㌳㝣㍢㈸㜴㕢㘲㘰挲㉢㡥㠹㌹㘹㠶搵㉣昹㝥搹愰㝡㕡㤴㜲㔴㌳㠶愷㕣愸㜴㡦㜲㍣㐸㐹〶搷㡣愳㜴㑢攱〲〳挴㙥㤰ㅡ㉦㜸〸敢㔶㍢攰挹㘰昹㘰〷㍢攲㠷㑤㘸㥤㔱㠲愶㘳〸户㝥ㄱ攴㥤㌶㌱ち㐱㙡挸攷㕦扢㤴攷㥥攵昳昳㕤㠹㌰ㄱ㌰ㄱ㐳㕤㌱搶〳㤰ㅢ㡤㑡㤲㡢晡挳㘰戹㉦搹愴搰敡づ昳㘸㘲昴搰攴㜳㍣摣攰㘱ㅣ慢㤷㙣㔳挲ㅤ㌷捦㠴㌶㉤捤慦㌲昶摢㠵㔲愵㈸愴㉡づ㘵戵搴挸换〲㕦昲晡㥦捦㑤㌱晢ㄲ㙣捡㝥ㅣ愵戸㘴㈲愹㝤扢㕢晢ㅣ㥡㑢㈱㠷㍥㝣搹挶攰㘳㡣㕢㑥〶挳㥡敥㈸搰㍥㕣㕤扢扣㈰㉦捥㐱愴㌵㘵㔱㤶ㅤ挰㕤扣㙡〴㔹㜲㕢愴摡㠱昲㠱㌲㙤昶㐸搶㍥搳捦㕡ㄶ㌸挲㍡㝤㠱㤷㑥挳ㄸ㘹㤳㍢搸㐹攲㝣㄰搹㍤晦㔵昹㥡㌸扦㉢㌰㍥ㄴ挶㜷㜹ち㑡㘰㔷挱㐸㌴戸搵㥡搵慤㌰昲㑢换㕢扢〷㐰㘱〸㤸〶㉤㙡晡〶捥〸搲㡢ㅢ㌸っ㐶挶㐴㐷愳㠱㔴挶㈸晢攱戰〷搲挰㑤㍣㐸㑦㤶愱㠴扣㌵昲㔲㔸㜸㉦㜱搰挲ㄱ愸散慣㙢挸ㅣ搷㍤㕣㝤戱㌷㌴㘴てㄷ㡢㌴㜷攱㥦㕢ㄶ㔸挵戵つ摦ㅣ㕤搳㜰㈱㑢慥㠹昶摤昵つ〵挱㐵挱慤㘳戹㝤扡㔷㤸㤹昰收晤㑢㕢敤㤲㐴敡搷昰㐷㉣㌸㍡㙤收愴捤㑢愸㜳摣晢散㐹扢㝣摡㤶昳㑡戹扣昱㐷㉢㔶敢散攴㈴戳㠹㡦昱㐷㍥㙡㈲昵〶㝡㕣捡戴搹㐱捤㐱挲㝥攴攳㑢㠳〱愴㘳攸〴戶㝢昵挶〰改㘴㑤〳㥤㐸㐱戰㐲㈸昶昴㈷㐶㈸捡慦㠰㔶ㄲ㡢㝦㈴挷㥥扦〴搶㔷㝥㠹ㅣ㈲ㅣ敦㠱ㄸ㐹㕤㡢㔴っ敡愴㈰て慥㜷昰㌲挸晦て㤶㐲㙥㕥㤰㥤晥ぢ捣慣扣摥㠸愲慢㠹愲搷㥡㔱挴㐰散〵㠵扣㌹晢㤵愳收愷㝥慤昷㝦㜸搴扣ㄷㄸ收㈳慤㌱〴搵ㄸ㡣慦ㅡ〳ㅤ㑤挶挰㡤㈸㤶挶挰㝤㙣挳㜸扤㙦っ〴摥㡥㠳挸㔸摣ㄸ㘰ㄴ㉦挶攴㡢〴㔵㈳づっ㥥戵搶㔹昴㠴敤挳昵㕡攱㈲㜲て昵攴㡥挲昷戴扥㌹㝢㕣㜷㜴㙢㠳捣摦敢〸愸㉤㘷ㄲ昷戵㘵ㄳ戶搸戸㘰㠹㙣戴㠰㔷㈲昴愷慦㜸㑥㤶㜶㑢ㅤ㤸昲ㅦ摦㔱慦㘴㤴昴㐵昸㐴ㄴ㥥㄰ㄲ㕦㕡昳㡢扤㝦㝢攴昱㕤扣㤷ㄶ搰㙡㡡㠱攰㜶㠲昳戴ㅣ㄰扥㡤㕣〹㔹换捦㙦づ攲㐳㈴㜳戶㈴㐶㜴㐷摡㍢慥㘶㠵㐹㥦昰㈲㠴改ㄳ摦㜲㌰㈶㜱挳挱㌷㈶㜳つ㡥㑤昹昹㤲㜴〶收㈲ㄳ㤷摥扢㌰㐰愸戴㔴㔹㙤摡㤵愹㔷愰㜴㉥㜰㈲昵昶㈰捦㤷㝣ㄴ攵攵㐶慤戶㠳㕡㑤㥡㠹捡㈰㙡㠴㔲ち㤱〶㔲㐸昴挸挲搰扦㤴㔲攳㐸愴㜲〰㌱㌱戴挶㘰㉥㑦晥㉢㐲㐰㔴慦昷戵昹愹ち㜶ㄱ㔸っ扤敥敤㥥㕤㘹㜵㠶慡㠹㐱㔹㜹晡㌸㠲㠴㍣愶㌰㠳㔱㕡㤹㝢ㄴ㠹昰㐹つ㈱戵㘴挷ㄳ〷改戱晣㄰㥢捦搸㈹㡢㕥戵慣戵摢慥攰㡥〷昴㑣㕡㉡っ㝢㌵戳㜱昴㤴搱㌸扦㙡搶捦㈲散昵㤳搵㐶㕤㐱ㄱ㜴㤶扤〱攷㑦㠴昹昸㍤㄰换〷㙢㕤慦㙤㉣愱㡥戳㍢戱㐰晥㘰㝦㕤ㅤ挳搸ㄸ㤵ㅣ〳〹扢愴㕡ㄹ晦ㄲ昸〴㥡㐸㝢㕥搱㙡㐹㡥愵㈸㡣㐶㠷㥣搵愱㌶改㝦挶愹㈵㘷㑤戲㌶〳搶㜵晡晦㌸㌲ㄶ搵晦ち愳㙣ㄲ㘵昷〷〹扥愴ㄸ㈹㔹㌴㌸挳ㅤ㠱てㅢ㘱ㅡ㜹〴搶㘴㤲挱㙤㍦㌵㠱㑦㔴晤㘲㈹挱攱攱㑡㌶㕥㠲愸戶愵㙤摢搵㔲〰㌲ち㤴晡ㄹ㐴㔰换昶㥣㜴昳㌹㌶晤〰戲搷ㅣ㌴ぢ㑥搹㉤ㅢ摥挰〴挲扢〳晣挲捣㠰捤㌳慣扣搴㈸搴慥挷㑥㜴㍦㠸㌶㠷づ㐳㘰ㅦㄲ摥㈷ㄵ㜵㘴っ㘱㘹㌱ぢ㝥㙤搴ㄷ〹㈴㔱㍢戸㤷ㄹ㐷㉡㝡〹ㅦ愸ㅥ㠶㔷搳㘳搶戲㔰㜶扥㙦戹昱㉥〶户づ户戱敥㠳攷㐷㤴㜲〸㠳挹㈵㍣昸㄰昷戵㜱て敡敢〶㙢㜳㔹戳㍤敦㕡㌶昵㔳攰㜴㘹愳搴㤳っ挷攴㜷挷㔹敤㈱㐲挴㜹攸ㅤ㕤扡㉢㤶扤昵㠳捥㠳捦戶改昲ㅡ㉣挱㔱戶㠴㌸昷ㄷ搱㔴戹㠷〰㍦㉤ㅦ㈴昸愲搰㥦㜷㌷ㄳ㉦㘰㔹㘴〰愴ㄳ㘹ㅤ愰㌵㔵晦㜸㈱慡㔶㜸戴㈰ㄵ㘶㤵ㅦ愱㥣扢攴慦戶挸㍣ㅣ㌵攴ㄱ〲㘹㉤㉡戹ㄵㅥ㈱攴昸捦愱㐱㜵晣㘹攴戶ㅥ晦〷ぢ㡥㑦攵㉦搷ㄷ敤扦㉦㔴ㅥ摡〹づ㝤㤲愰㐴㘰〱昴㠵㌵㝢㈹ㄶ㈹㙢搲㝥㄰攱昵㕤㐸攳㜹㍢昸昷摤㕤㙦扤挹攷㠳㕤㡡ㄴ㠴㈸慡㕦〵〵愱㕣挵搳搱㔵捣㈲户昵㉡扥扢搰㉡晡㈸㈳㌹ㄳ捤〱攸改㔰㐸㉢㜲㔵㉥ㄲ摣㔰晥ㄴ㠹㔰㈴敡㘶搱㐷挴捡戶ㄵ㈴搰㤶㍢㉦摢捥㈱ㄱ戶㑤㜱㈳㘲㍥攱㤱昶ㄱ慦㍣搲㙢㤳昶摤慥㘹㕦㉢㘶慣挰摦扡㉣㘴〳㤶挴㙦㘲㕢㡡昴㜴㥢戱㝣攵愹㄰㌱晢昶㠵摦㐷愹㐱㜴〹㠴攱㕢愴㈴㈴㙥愴昲㡤戰昲换慦搶㥣愳㈸挰〳敡昱㉢㤳攰㘴攵㈷挳捡㕢昱敤㤵慣㤳攰㕤〱㍥敦㠶㤵㐹㤸戲昲ㄳ㘱攵昷户㙥愸㔶づ改搰敦㌹㐵㈲㠹戱㜵愵昵ㅦ昹づ㥢㠷敡㤴㐱晤搹㘵昸搹㤴㥣㌲㐸㕣㤲ㅡ戴ㅢ搷㍥ㅣ㝣〹㝤〰户㤸㜰搹〳㐲搶晦てㄱ昶攳㜶搳㤸敥改昸搰㜹づ㘱㘵㐷㤳㙦㙣㥣㌶づ㍢挸攸㌴昶扢㌸㔳ㄵ㤷ㄵ㠹挰ㅣ㐸晡晢扢㠸晢㍤挶㜴慣敤㐷ㄸづ㔳㜹㕢愴㍤攵㈱㐳㈸㐹攵昱㄰戳㠹㜳㌵㥡搱扥っ攴㐰㑣〲㌲愱㝤〵搰て戹慣㘱㐶ㅦ昹㕦㌲昷㌹㈴戴㐷〹ㅥ〳挸㉡㘴㜶搲㐱晡㙢〰扤攱㝦㐷㌱㌰㈷晤㈵慡㜲㌶ㅣ㉣㑡㐶摡搷搹攰〹㠰づ㌸㙡㤵㠰〸戳摡㤳挸㠹づ㑡挱㈱〷㝤㡡〵摦㈴昸ㄶ㐰㌶挵挹㉥㜹搷戸愶㌶㌵搷户搱㔴攱㔶㐸㌹昶㥤㈰挱㤷搴㌹㠰扢㕢摢捡㍣ち㠷㥦敦㈳愸㔹昷㥤晥㙥㝣㜷㍦捦㐵㜷攰扦ㅤ㐹㐹挳㍥愹㝥愶扤扥挸〴戴挹攵捦挱㘶㕦㐴㍦㕣㔷捤挶㘴㡦㥦挵㉦愳愶㤵㐷昱敦㌹晣㤴㔳ㄸ㠱愳㔰搳㘶攰㘶㈱つ挸㠲搹愰㠰㉡㑢㝢ㅡ㐰㈱㡥㠹㈷敤ㄹ扥ㄱ戵散㕦晢㕥㤰攰㡢㐲扣㥥㘳愲ㄴ㌴て〷㈴慥㘵挱挹㠶〱㠹㝦㔹㜰㈲㍡攰昷㤱慢㐸㘴㈱㔱慦㤵㠸戴㈴㜳㥦〵攸改攸攵摣愸攵搴㌳㑡攱攱攲挳て㝦搸㥢ㅣ搸㤸晣晣㍤摤捦扥晢㠷昷㥥㜹攷ぢ㍢晦昹搱昳捦扦昳昷㘷摥晣攸㡤愹㥤扦㝢昱挵摦摥晢㤳㌷摦㕢㙤扣愰扥晡攱㠱ㄷ捥づ㥤㍣㝢捡㌸㜶敢摥戳て㥣㌸㌲㌴㝥搹㘰㐷㐷㘷攷捤晤扦扦㝣㔳摦戹㔳慦㈹扦昹昳㝡㕢㤱换攵㠰㐷〱挲愷㡦换㤶搳昸㈱ㄲ㤸〶㘷晣愹㑥㠳换㍤㠷㥦㔲っ㌶㙡〴㉦ㄹ昸㌴㌸〱㔹㔰愸㉦攸晡て㙢㌶戲㘸","㜸〱敤㝤㜷㥣ㅢ搵戵扦敥㝡㜷扣㈳㤷㤵㌱扤㤸〵っ搸戸㐹㉢㘹㔷ぢㄸ昷㠶㉢㉥㜴㔸㔴㐶昶攲㉤㘶愵㌵㌶捤㌴㔳㐲敦ㅤ㌷㌰扤㠴ㄶ㈰㌴㠷㈴昰〸㈴〱〲挴㈱戴〰愱㈴づ昰㜸㄰㐲昳敦晢㍤㌳㔷ㅡ㐹愳㕤㥢㠷㍦㍦晥㜸戳搲搹戹愷摤㜳捦戹㙤收㕥捤昸㤴捦攷摢㠸㠳晦㜹㔴昲㘴攷㌹㑢㌳㔹慢㜵昸戸昶㤶ㄶ㉢㤹㙤㙥㙦换っㅦ搳搱ㄱ㕦㍡慤㌹㤳敤〱〶愳愹ㄹ昴㑣㔵㔳愶昹〴慢扡㘹戱搵㤱〱㔳㤵捦㔷㕤㙤㔶㠰扥戵昳つ攸㠴㐹㈹戳㤲〰㕣㍥搳㈰攸㐹㔰㑤㘰ㄲ昸〹㝡ㄱ昴㈶攸㐳搰㤷愰㠶㈰㐰搰㡦㘰㉢㠲晥〴捣挶摣㠶㘰㕢㠰摥摢〱捣ㅤ㌷㜶㘶攲㔸ㄸ㍤㈷摢摥㘱つ慤㍤搸㌶㙤㘴㈸㌴㍣㌴㍣ㅣ〹搷ててづ慤ㅤ搷搹㤲敤散戰㐶戶㔹㥤搹㡥㜸换搰摡㔹㥤㠹㤶收攴㔴㙢改摣昶㠵㔶摢㐸㉢ㄱっ㈷攲㤱㔸㈸ㄲ㡤愶ㅢㅢ㘳扤户㠷收ㄹ攳挶捥敡戰搲㤹ㅦ㑢攷づ搴㌹㜳摣搸攱㌳慣散㡦愵㜳㐷攸㠴捡昱敤慤昱收戶ㅦ㐹㘹ㄵ㐳ㄷㅥ㙦㈵㥢ㄹ㘳换敡㘸㙥㥢㍦ㅣ㘶ㄷ㌸ㅡ愹㠶攱ㄳ攱昱㘴㍣㤳ㅤ㘷戵戴捣戶搲っ㙦敦㔶晡捣敡戰摡㤲㔶愶㙦敢㠴㈵㐹慢挵㈱㘷慡㕢て㡥㜷捣㠸户㕡㤵㍣愹㘹戵攳㌶㈵㘵戵㘵㥢戳㑢晢戴捥换㔸戳攳㙤昳㉤戲㔴戵㑥敡㙣㑥㔵㔶慡捡㑡㕦㡦扤扤㡣㤱搸っ㥦搸㤱ㅣ户㈰摥㤱㤵ㄴ愳ㄶ昲攲㜵搵㄰㌱扣挰㉣搶愲摡㈲㈹㠶㘹㑥㜳敢㔴慢愳捤㙡㘱㈶っ摥㤰㈲㈶昱㠹敤晡㥣㜳㜴㘹ㄸㄸ搵换㘹㔶㉣ち㜳㌱㜷㈲搸ㄹ挰搸〵㘰愷㤱攳㘶捥ㄸ㌷㘶敥㠴ㄹ昸づㅡ㌸㌶㕡㍦㜴昷摡摤㠷㡥ㅦㄸつて㌶〷㤰㜵㔷〰㔵昹㌶㥡慢㕢ㄵ㥢㑣㐵㔳扣愲㈹㔱搱㤴慣㘸㑡㔵㌴㔹ㄵ㑤改㡡愶昹ㄵ㑤ぢ㉡㥡㥡㉢㥡㡥慤㘸㕡〸ㅥ㝤㔴昷散㔹攱ㅣ晢㡣摦㔸㝦晥戹慢挶慦㘹㝣慦昶搸挳㉢㙦愸㘲ぢ㡤㝡㤵慢搸㘵㘳㌲㤹捥搶㐵散ㅡ㥣㜰㑡㍢㙥ㅤ㥦挹捥㡡㜷戴㘶㝥摣戸㈳敡摤〵㝥㑣愶㜵换〷ㅥ㤹晣㈸㠱㌷㜶㠳㥢㙢㘷戴㜷戴愲昳㤹㙥挵摢㐶〶㠷〷敢挲昵㐳攷㘴㔳攳慤挵㑣㠵㠲ㄱ㜳㜷㜰㤹㝢〰ㄸ〳〱戶㥡搲㤶㙥㠹搳攳戵戳攳㔹慢㜶搰㥥㠳捤㍤挹戱ㄷ㠰㔲敢㔱㉢㔸㌳敥㝡㝣挷㔷㙡敥㌹㘷挲戹㝦㙤ㅢ㌶收㥢ㅤ㥡ㄵ晢㕢㠶搵ㄸ〴戰捤扣戶收㌴昲ㅤ㍡扤戹㙤㘴㜸㜸㜴攸昴昸㤲㤱昵收㘰㤰捣㝤挸㌴〴㘰昴㠴㌶慢㘳晥搲摡㈹㙤挹㘶戶挶摡㔹㔶㐷敤㈱昱㙣ㄶ㤸㑣㌶㡥㌱㈱㔵㝢㐴㑢㝢搲㌶㈶㘵㉤戲摡㔲昱戶散㔱戵㠳ㄶㅥ戲㘰挴搲㡥挱收㔰敡ㅢ〶愰搴㑢㡥㕤ㅢ㕥摢晦㤸㕢㍦搸㙢晡㜹㠷㝥㌸戵搷扢㙦挶ㄴ㠷〰戱㙢〴㑥㜶㜰摢㠵攲㐷挴㌰㥣挴捣㈰㜵㠵〰㡣㍡㠰㝥攳㥢㌳挹昶㑥ㄸ㤵㜳㐲㤸っㄱ〰愵㝥攷㘴戶戶昳昳挷㈳㥤扤愷㥦㜹敢摢敢㡥㥤㝦昲㥢㡡㝤㤱㘴㔶㡦㤳ㄱ㐵㥥て搷㐷㕤㥥て㠶敢㈳㡤敥愳摥㙣㘰づ㌱〰愳ㄱ㘰攰㤸戶戶捥㜸㑢敤〴㡥㡤ㅤ捤㐹㜴㔶戵戳昰摦慡㥤㠴㕥ㄷ㜱ㄱㄷ散㑢㤹晤〰㤴晡戵㘳搵㠵㈳摦㕢晦收㐳㐷㡤扤㙦晥㥢㌵㔳扥㍢㙥㠸㘲㥢㤱㠱㜱㈴㤹て〰㌰㐶〱㤴㜴〴つ慥㡥㘰㌴㔹挷〰㈸昵㠴愳㜷㘱晤㑤㕦晦攵㥤慦て扣攳捡搶㤷搶ㅦ晢攷㙦ㄵ㠷㔳㈹敤㌸㥣散㔲㔸摡㤸扢㤶搵㐵捤昱搴㌷〱挰㤸〸㌰捣〹晤㠴㈵㡢摡㍢戲㠸㜳戶扤㜶㔲㐷㌳攲㥤戱戲㥤㡢㙡摤挱㐶晤㥢㐴攱挹〰㑡晤挲㌱收慣㡤㐷〷ㅥ㜸㘰挰㠴㕢慣搷摦搹㍢摤晡㠲攲戰㉥挶ㅣ㠸㤳㠲晡㔷ㄷ㤴㈸㠷㠳收㔴敡㤹〶㘰㑣〷愸㙥㘹㑥㕢搹收㔶换㥣㐱晣㑣〰愵敥㜵昴愷昶㍥攷捤扤昶㌹㘵散晤㍦敢晦攱㠹㌳㈷㕥愰搸晤㠹晥㠳㜰戲㕤㘱㍤ち㍢搵㈸㘲捥愶愶㌹〰挶㕣㠰摡〹改㌴㈷㌶㡢慤摡㜱敤ㅤ㈸㉡ㅢ搴摣昸㤲㝣愵㥡㐷晥㠳〱㤴扡捤挹昹搶て㔶㍣昱攰㡥ㅢ挶慤愸晣昵搰戳㡥ㄸ昱㠹攲㌴㐵㜲㍥ㄴ㈷〳ち摤ㅣっㄶ搴愹㤰㜹ㄸㄵㅥづ㘰ㅣ〱戰攷慣㌸㐶㤲摡㤹㥤搹㐵㥤㔹㡣㌶昳㍢慣㤴摤㥣搸搶づ戳攲ㅤ搲扥㡦愴搰㔱〰㑡慤㜶慣搸晥慤〹扢㝣㙣ㅥ㌸昵晡扦㍤ㄹ摦㍦戱㜶扣攲㍣㐹㉡㔱ㄳ㤹㡦〱㌰攲〰㘵㉡搱〴ㄹ㑤ㄲ㘴㑤〲㈸㜵扤愳㔷ㅤ晥㘰扦搸敥て捣昸㔹扦㌳昷改搳昳捤㈷ㄴ愷㕥愲搷㈲㜳ㅡ挰㤸て㔰愲㌷㉡㤵㜳㥣攸㕤㐰搶㘶〰愵慥㜴昴摥㝣挳摡㠱て晦攵搰㜱搷扤㜸摦搲㔵㔷晤搷挱㡡戳㌹搱换㌱挹㙣〱㌰㕡〱㑡昴摡愳㥦㙤㙦ㅢ㔹摢〱㤴扡搸搱晢散攵㜳㑦搸㝦摡㠲㐹㔷㌴て㑡㙥㕢㜱㜴愵攲〴㔱愲㜱ㅣ㑥㜶㉤慣〷挱挶㜰㝤㠳㔳ㄷ㐲戱㘸㈴㙣㜶㔰㘳〶挰挸〲っ㜴户攵㌹㤸扥㌸つ㝡搰㠴㌹戳〶搷づㅡ㌸〲ㅤ摢㘰戳㤳㌲㡢〱㤴㍡搷戱攲攰㤷㙦㝦㍥搰㥣ㅡ晢攴㡡㘳㉡敥㍣昹摣ㅢㄵ㘷愸㔲扡㈵㘴㕥ち㘰㥣〰㔰㔲㍡摢㙢昶搸㝥㈲㔹㑦〲㔰敡っ㐷敦摥捤㑦愵づ㥢晣攸捣㈷晦戸晣扥㕥て㙦晢㤰攲愴㔷昴㥥㐲收㘵〰挶愹〰㈵㝡㙤慦搹搱㌸㡤慣愷〳㈸㜵戲愳㌷搴晥昴つ㐶攴挵愹搷ㅥ昸搵昵㉢㥡㤲挳ㄴ攷搱愲昷㑣㌲㉦〷㌰捥〲㈸搱㙢㜷㐱戶摥戳挹㝡づ㠰㔲挷㍢㝡慦慡㥣㜰昶攱㌳㥡愷㕥㌰㘷晥㥤㉢㤶戵捤㔷㥣㥡㑢㌴㝥㠶㤳挲㔶愹扢昶㘰搴㍣㡦㥡捥〷㌰㉥〰ㄸ㌶ㅤ晤㘷搶㙡㡢㘳戲㠸㜶㤹戱〷ㅥ愷㌱搴戶愷昵昰㈳戴挱收㠵ㄴ扥〸㐰愹㐵㡥ㄹ㡦㉦晦㜰敤戴㌷摦ㅤ㝤挹㈷㥦㈵昷㘸换摣愸㜸㜱㈰挵扢㠴捣㤷〲ㄸ㤷〱㤴ㄴ捦づ㠷㕤搹㉥㈷敢ㄵ〰㑡ㅤ敢攸扤㘸搲㍢ㄵ户㕤ㄶㅥ㝦昳愱㉦搴慦㕢㜰晢挷㡡搷ㅢ㔲扣慢㜰㔲㔸扣攱扡搳㠹㥡㔷㔳搳㌵〰挶戵〰㈳挶㕢㡢㌰㐱㙥㡥㈷㕡慣摡戱昱㑣㜳〶㙤㥣挵㥡㤰挹づ搷㘵戳㍢〱ㄶ㝥戰㜹ㅤ挵慦〷㔰㉡改ㄸ㔲昵攸㕤摦ㅣ昸㝥㜶敡㕤ㅦ㕦㜶搱挹㈷㝤㜵㐸敦ㅢ㐱㍥挸㤹㔷㡥敦㠸ㅦ㡦挹㜹㝥摥㕦㌷ㅣ㈳攸愶㕣昰攰㝡㈷ㅤ㑤㌷愴㐳愱㔴㌴ㄸて挷慢㜶㠲摡㑤㥤㘶㌳搴扤搳㠷㌴户愵摡㡦㤷㜹㜷敦昴挴收㤶慣搵㈱㠹㥡㌴晥搹搷づ㤲敥㤳㥥戰〴ㄷ㕤㐹㝢㡡扥㜵㝡㥣搵㤱㘵搸㤷收愷㙦㍢挳㌹㔶㍥㌹挴搱㍤ㄶ挳㝥㉡戳㤳㌷㜱㑥ㄶ㕤昸㡥挵戴扣㤲ㄲ戱㌹戸㤰戱㌲㘲搲㠰㘲戱㠳攳㉤㥤搶㤸㈵捤㌶㜹㤷㈲㌲㉥㘹摡ㄳ攵愹ㄳ㍢慣攳㜲搴ㄲ㡢挶挸愸㐳㝡㐹㈹㙤㤲㙤㔷敤戸〵敤ㄹ慢㑤捣ㅢ搲㍡慢㌹戹搰敡㐰扦㠴㌱换㑡㐹㔱户㈱挹戹慥ㅡ㌲戳つ〵挵㤵㔲㙡㜷㌷㤶㡥挶捣捣㑡挱摥㐵昰昲搲戹慣㜹摢ㄶ戰搸㜹㠲戰㐳〱㝡㘲㝢戲㌳㌳慥扤㉤摢搱摥㔲㐸ㄹ㤳㕡捣收㤹㥡摥㥥戲㉡攵昰搹㔰昹㝡昴㔰捡㌷挸敢攲㠱扡㌳扣㙣㜲㔵㤲敤㔱㙢扡㘶㜶㔵㈲㌲㝢㕥㙥攵㌴攳挴㔵挹挸㍦戸㑢㑢摣㤵㤰摣挱㉥戹㍤㉡㈹㠵戶㉦㙣㜸挳㘷㈳㍥㠸㐳㡢挵㔶㔹㌱戰扣捡㝣扤散挶㔲㔷㔴㜸敦㠵摣㕤㌸㑤搴收敡摥㤶㘵慥愸攸敦㤴㝥挲㘲㕣㈳㑣㡥户愵㕡慣㡥㉥敦ㅣ㈹㕡㘴慥㈰㔸㐹戰㡡㘰㌵挱ㅡ㠰慡㈳搱挷㤵昵㈸㍢㕢戵㐴㉤慤㍡扥㌹㤵㕤㘰㉣戰㥡攷㉦攰挸㡤㍢㑥搵搵㜴昷づ捥昷搷ㄵ㍥摦扢ち〹昳㘶㠲戵〴户〰昸晤㍥攳㔶晣昷ㄹ㝥昳㌶晥扢ㅤ愰㐶摦戲愸戵㙢愶㕦㔵昱㜲㝣昳㙦ㅡ㈰㔳㥦㈹昷㈸㜰ㄳ㈹㔳搵ち扤㤹ㅥ㍤扣扣㌱㌹㥥㔹㤰㘵㐳散㤲㈸户〷敥愰搲㍢〱㝡摦〵㌰㘳戲搵㠲㘶晣㘳摤㝦慡ㅡ〰㥤摤摥攷攰戴㘳摢搶㌹㑢摢㤲ぢ㍡摡摢㜰戳㙦㝣㍣ㅢㅦ㤳挴捤㥣㡣㡡ㅢ慤搳摡挷㜵㘶㡤搶挹捤昸搷扢㜵㌶慥〴攳搹㜱扣㍡敢搳㍡つ㌷㠲愴ㅦ㥤㤲㕡㔲搵㙡摦挳ㄹ㙦㘵㤲㈶㙦昶㑣㐱户戴挴挰ㄹ晡搹摥慤散㘸慣㈵㔹慡敥搹㡡摢〷愸㑥㈶㤸㠶㠸㤴㝤㐶挹㍥㠲搳搲㝥㈷〵つ〱㌹㜵㘹改㈵〸㕢㤳っ搳ㄸ㐱㌱て愸㜴㘰㜱ぢ㥡㤷㙤㙥挹っ㜷摣㍢㝣㝣㍢㙥〶㕡㜲扢㤳㙥㌷っ㔴㌰愳换㘰ㄵ㌷㜴摥㉤㥡㤹㑣搸㙡㘱捡愴㡥昶捥㐵慣㥦㍦㤶ㅥ敡昲㤹㜷〳慣昸散昶晤昶扣攱㥥㡤捥晦㘵㘸㐲㜲㤸扣愱㘴戲扥㌳㠹㝦㜲㤸㍦挷㍦㝦㔷戴慡㕤挱攱搹搳㤶戹戱㔵〵晥摥慤㈸敤摣づ㑢敥搴㔵㑢㘲改㈲慢㑦敢㈱敤ㅤぢㄳ敤敤ぢㄹ晣扥㤲捡㉣戰慣㉣㙦㝦昵㜲敥昶昱㕣㈹搵愳㐷挱つ㉤搷㝤戲ㅤ愱摦㜸㄰愰捦ㄸ捣捡戵挶㡣昱㄰㔰㍤㌰愲ㄸ扦挰挹摥愱㘸敤㙣㉢㠳慢愶攴㠲摡㘱戵㜳摡㕢㜰晤㌴㉥摥㤲散挴つ㤳昶㡥摡挵愱晡攱㑢㕡㌲慤㙡㌲㥣挱㥢㈴扦㥣㍡攰扤㡤摦戵㑥扡㘳昸㜹愹㈳ㅥ扤㘴㤲㥡攴㄰㑡㙥㠸敤㑥昵攵㍢昲㠲摢㑥扣〲㈹㤸〸㤵っ昱㜶㉦昳㝦ㄳ㤹㥦摣㐴愶㜰ㄲ戳㑦昹㠰换㄰㕢㌴㡤㈹㍢㘸晤摦㌴挰㙢〱挹㥥〶㍣㡡挶愲㈶愰搹㜱搸挷㜹攱㘱㍥㠶戴昹㌸挱ㄳ〰ㄸ扣愵㌳挳搸晤㤴㥤㔴㝢攰㍦挷㙡㜳ㅤ挱慦〰慡昶〴攸㝡㐴㐳㜳攵敤㠷㑡摥愷敥搳㍡摥㑡挷戱ㄲ㈴愳㤰㡡晦晦ㅣ愴㉡戱敥收ㅡ愱扡㉥〴㙣攷〰㘰ㄴ㑦㜰ぢㄷ㈹戰㜴㤲㥡㘴戵捤㐵㑦㥣昹㌱挷㥥ㅦ㜳っ㌳㥦㐶㌹昴㔱戵㍦㉡挲愶㤷㠹㔳扣㥥㡢㌹㠱㘸㙡昲㔵戳㠴挴㤸〳〹㑡挶扤㘷㠰昵㜷㐵㔳㝢㠱㠳㘳㥦挹戱挶㜸ㅥ愰〷㉡㡢昱〲㑥㌶㜹㜴愹㜳〶㤱㤲搱㈵攴㄰㑡敥捤昳扥㍢㐷ㄸ昳㡦〰㙡〴搸扣㕢挳㑢攴㜹㤹攰㑦〰扡㌵㔴晡捤㔷敤愴摡〷晦愵㌵扣㐶愶㍦〳愸愱〰㙣ㄱ收㝡〰㝤愸扤㤰〷ㅤ㉤捥ㅡ〲戴㌸㡢戳㙢㝤㤸㙦攰捣㙦㜶㐱㔳挳挰㤱㜳㤶㐹㘷㤹㜴㤴摡搹㈹㘷㠹〳㜶㜲〸㈵㡢〰扣戹㉦づ昸㍢攵㜷〰㥢户〳㍥㘴ㅥㅦㄱ㝣っ攰㜲挰㍦敤愴ち攱扦㌸㘰〳㤹晥〵愰挲〰攲㠰㑦㜰愲てㄵ㐰ㅥ㌹〷搴〱㉤づ愰㍢昴㘱㝥㡥㌳扦搹〵㑤㐵挰攱攵〰愳㥣〳慡ㅣ㐲挹挲㐴〳㌴㠹〳扥挵㠹敡㔱搶〱摦㠳㙣戲㥦㌴㔹捦戵〳搰ㅦ㔶搸㐹ㄵ〳㑤ㅣ搰〳〸㤳换昸㙡㕦愰挴〱㔵㐸改㐳㝤晤扤换〱㡤㐰㤷㌶ㄷ㤳㍡捤㉥㘸㙡㍦挸㜹㌹攰㔳㈸昷㥣㘰㝤攲㄰㑡搶㐰㐶㐲ㄳ敦㌶㤹㕢搱敥晥〴㕢ㄳ㙣㐳戰㉤㠰晡〸愲慣ㄵっ〸扦昹㉢扣敤挹戳〳挱㡥〰㉥愷散㑣ㅣ㉦昰晣㑡ㅤ㠰㝦攲㤸〱㐴敥ち愰㐶〳㌵〰㕦㥦㔹㡢㘴搹㌹昴㈸㜲㤴昴㈵㝢㐰挴㙦㜶㐱㔳㘳㈰㤷㜷づ㘷慡㈶㘷愹敡搵㜲捥㜹挵㈱㤴㉣攴㡣㠷㤸搴㡥愱㌴晢㘵挷ㄱ㐰ㄶㅥ收㜰㤰捤ㄱ〴㐱〰敤〸昴て㜵㜶㔲㑤㠰㠰㌸㈱㑣愶〸㠰㥡〴㤴搴㡥㈸㔲晡㔰捦㈱㡦㕣昳㤸〸戴㌸愰㐲搳㠹㘸愴㑥戳ぢ㥡㥡っ戶扣〳昲晤挳㔳攵ㅣ昰愴㐳㈸㔹㍣㥡ち㑤攲㠰戱㌴昹昱戲づㄸて戲㌹㠱㘰㈲慤㜳愶ぢ㜰挰㘴㈴㡤㈹〴捥ㄵ扥㑦㑤㠳㑥昱挵㠱攴㥦ち愰㘶〰㈵扥㤸㠶㤴㍥搴晤㙥㕦㑣〷㕡㝣愱挹晣㙦捥〲扦摦散㠲愶㘶㠲捤换ㄷ户㤵昳挵慤づ愱㘴愱㙢㌶㌴㠹㉦づ愳挹㙢换晡攲〸㤰捤㈳〹㡥愲㜵昹愹㔳㤳㥤㔴㜳愰㐸ㅣ㜰っ㤹攲〰㙡ㅥ㔰攲㠰〴㔲晡㔰㌷戸ㅤ㌰ㄷ攸搲搶㤰愶㑥戳ぢ㥡㍡ㄸ㜲㕥づ戸慣㥣〳㉥㜵〸㈵敢㙤㠷㐱㤳㌸愰㥤㈶㕦㕣搶〱挷㠱㙣㜶㄰㘴㘸㕤扥㌲㜴摡㐹㜵㌸ㄴ㠹〳ㄶ㤳改㜸〰㜵㈴㔰攲㠰㈵㐸改㐳㥤敤㜶挰ㄱ㐰㡢〳慡㌴㥤㠸㤳愸搳散㠲愶㡥〲㥢㤷〳㑥㉥攷㠰㤳ㅣ㐲挹㔲㕦ㄳ㌴㐹㕦戹㥣㜶㥦㐵㜰㌶挱㌹〴攷〲愸挵㡥㔳㑥〶㈷扦昹扥昲㍣昲㥣㑦㜰〱㠰㜶ち〶㤰㡢㠸㜳晡捡㘳㈰㈲㡥戹㠴挸㑢〱㔴〲㈸扢慦扣っ挹戲㝤㘵ㅣ㙣愵戵攳㑡㠸昸捤㉥㘸㉡〹戹扣㜳昲㝤㘵戲㥣㜳ㄲづ愱㘴扤搲㠲㈶㜱捥ち㘴㙡慥㈴㔸㐵戰㥡㘰つ㠰㍡搲㜱捥㤵攰攴㌷敦㥣㥢挹戳㤶攰ㄶ〰㤷㜳㙥㈳捥㜱㑥ㅡ㈲攲㥣㍢㠸扣ㄳ㐰㉤〰捡㜶捥㕤㐸㤶㜵捥㝣戰㤵㍡攷㕥㠸昸捤㉥㘸㡡㉢愹㕥捥㤹㔲捥㌹㤳ㅤ㐲挹愲敢㐲㘸ㄲ攷㍣㐲摢ㅦ㈵昸㈵挱㘳〴㡦〳愸戱㡥㜳㔲攰攴㌷敦㥣㈷挹昳ㄴ挱㍡〰㤷㜳㥥㈶捥㜱㑥ぢ㐴挴㌹扦㈱昲户〰慡つ㈸摢㌹捦㈰㔹搶㌹慤㘰㉢㜵捥㜳㄰昱㥢㕤搰㔴㍢攴扣㥣㌳愲㥣㜳㠶㍢㠴㤲㤵攳づ㘸㤲㝥攵㘵㥡㍤搴㜱〴㤰㠵㠷昹ち挸收慢〴慦搱扡㝣挷扡摥㑥慡っ〴挴〹㝦㈱搳敢〰慡ㄳ㈸改㔷晥㡡㤴㍥搴ㅥ挸㈳㌷捡㘶㠱ㄶ〷昴搰㜴㈲摥愶㑥戳ぢ㥡㕡っ戶扣〳昲愳散づ攵ㅣ戰扤㐳㈸㔹戴㕥〲㑤㔲㍢㍥愲摤ㅦㄳ晣㠳攰㥦〴ㅢ〰搴㔶㡥㔳摥〱㈷扦昹摡昱〹㜹㍥㈵昸っ挰攵㤴捦㠹㜳㙡挷㔲㠸㠸㘳扥㈰昲㑢〰㜵㈲㔰㜶敤昸㌷㤲㘵㙢挷〹㘰㉢慤ㅤ㕦㐳挴㙦㜶㐱㔳㈷㐱㉥敦㥣㝣扦戲昱扢㌲ㄳ搴敦ㅤ㐲挹捡晢㈹搰㈴捥改㔱〱㔳㉡〹慡〸っ㠲㥥〰敡㉢㠸㜲㠲㝡て㌸昹捤㍢㠷㥢㘱㑤㍦㐱㉦〰㤷㜳晡㄰攷㌸㘷ㄹ㐴挴㌹㌵㐴㜲换慣㍡つ㈸摢㌹晤㤰㉣敢㥣㔳挱㔶敡㥣慤㈱攲㌷扢愰愹搳㈱攷攵㥣昷换㌹攷㍤㠷㔰戲㝤攰㑣㘸ㄲ攷散㠲㑣捤〱〴扢ㄲ搴ㄲ散〶愰摥㜴㥣昳㉣㌸昹捤㍢㘷て昲っ㈴搸ㄳ挰攵㥣扤㠹㜳㥣戳ㅣ㈲攲㥣挱㐴敥〳愰捥〶捡㜶捥㄰㈴换㍡攷㉣戰㤵㍡㘷㌸㐴晣㘶ㄷ㌴㜵づ攴扣㥣昳扢㜲捥㜹捥㈱㤴散㠱㌸て㥡㜶愷ㄵつ㌴晢㔹挷ㄱ㐰ㄴㅥ㘶㈳挸收扥〴晢〱㘸㐷㘰昲㍡搲㑥慡昳㈱㈰㑥㌸㠰㑣愳〰搴㠵㐰㐹扦㌲ㅡ㈹㝤愸㈷㤱㐷慥㕦戹〰㘸㜱㠰愱改㐴㡣愷㑥戳ぢ㥡扡〸㙣㜹〷攴晢㤵〷换㌹攰〱㠷㔰戲晢㠲㥢㉥愴㜶㑣愷摤㌳〸㘶ㄲ捣㈲㌸〸㐰摤敤㌸㠵昳㝣㝥昳戵㘳づ㜹收ㄲ捣〳搰㑥挱㝣攵㄰攲㥣摡㜱㈹㐴挴㌱㠷ㄱ㜹㌸㠰扡ㅣ㈸扢㜶ㅣ㠱㘴搹摡㜱ㄹ搸㑡㙢挷搱㄰昱㥢㕤搰搴ㄵ㤰换㍢㈷摦慦㕣㔷捥㌹搷㍡㠴㤲㉤㈴㔷㐳搳敥戴㘲㍥捤扥摡㜱〴㄰㠵㠷搹っ戲㜹㉣挱㐲〰㤷㈳㕡敤愴扡〶〲攲㠴㌶㌲戵〳愸敢㠰㤲摡戱〸㈹㝤愸㡢㤰㐷慥㜶㕣ぢ㜴愹〳戲搴㘹㜶㐱㔳搷㐳㉥敦㠰㝣敤㔸㕥捥〱㘷㍡㠴攲慤㉢㔵㉢愰愹㜸㈹㑥昶㔰攷ㄶ昵㕤昷搹晢㠲搹㐸㘳㔷㔷㌶搳㉢㍤愶㌳摢㍥戱㌹㡢ㅢ愱扤搳〰㌸ㄵ㤱ㅤ㡢㙦捥て㐹ㅦ摣㙣ㅤ捦㕢愰扢㤶㤲戰扤㝣㕣㘷㈶摢㉥慢㡣〳㑡改攳摢㘷戴㘷戱摢㜴㔱㑢㝣改㐰て戲㑤㌹㘴㠱搵㠶つㄹ摣㉢搹ㅤ㔳晢愲㐵㔶捡挳挶㌹敤㥤ㅤ㐹㙢捡昸㥦挲㤶づ㘵㉦㤷攲㑥ㄴ㌷㜳愸㍤换㉦㠴戸晣扥㍤㘲㔳㠱㔵㍣昵挳㜶〴ㄸ㈷戳捡づ昴㤹愷戰戲㈲㔷㔴㜲㜳ㄹ㉢愲摦㔷戵ㄲ愸慥㉢㠹㙢㥢㐸㉦㌰晢搳〸慣㡤敢攳散㐳挲慥攵收㤴攵㜷㔲搸昹摣搷㌹挵昶换〲㑡㝣㐹㝦㠷㠲挵挶㤹㙤摣㙡ㅣ敦㐸晤ㄴ攲㠲㠲攱戰㠳愲っ晣晤㌰㔷摢㙡㝣扥㑦㌷㘲〲挵攳搳㘵㘸敥愷㍡扥㕥〵㠴攷摡㙦慥㐱攲挴戵换愶〶晣㝤攸敥ㅣ扡㥡㈹㙥㘸㤷㈸搸扢搹晢ち㠷㠵㉡㡥摦㜵戴㔸晤ぢ㤳戲昸㘲愶挷㈴㌲敤㉤㥤㔹慢㙦敥㑣㥡扡㤹㥥㙤㜱捦晢㘲慢㜷敥㙣㔶㌲㡢㍤㘵㌹㝤摣つ昵搳㠹㄰㍣㔲改㐴㐹㐹㥣㡣㉥㉡㙦㘱㈱搸㡡㝥㘰㔴ㄱ捣戴ㅣ晦ㅡ愵慥扤㠶挷㙤愳㝣晡挴捦挳㔷戵ㅡ敡㡢㔷㔷ち㝢㕢昷㤶㈸戶愴晥㝡愷㥥摤挷㐹昷搵㕢攳戸ㅢ愹㑦㕡㝡㍥㙣㌹攴㙦㐰㙡搸㜴㕡昰㝢慢㙣㜳ㄲ扦ㄱ㔸摡㌷㡤摦て戴㜴愶慣㘹昱㠴搵愲㝢㙤晥收攱愷ㄱ㉦昹愵㥢ㅤ慢㉥晣攲㌸㘵ち㝥敥愶㌷㘰晤攰㡥捥㘷㥥㠶㤶㈶㠳㉥㜴昸捤㌳㥣㜶户〶捥摥散晤㘷㝥〸㙤㤵摦㍤㈹扦㤴㐲搷㔶㠲㘲㥦挶扤㌸戹㉤㙣搲攲㕣㙣搳摡愷戵㘳㝢㘱捡㠵㥡摣㙣愳㝥㌲敤㑡挲㘴ㄸ挶てㅤ㘲攰㉢ㅣ㥦㙥㜴晥㉦㜳晥㡦攲ㄸ挳挶㜱㌳㄰挵扢㜸㕣㡤㐳㐶㝦改〴戹挵愳㠶㍤㤸㍤㜵㤸摢㥣㙤戱㝡愵㠵㉥攷搵㙣ㄲ昴㘶捦昴摣〵搸ㄱ㌳扥㑦㥡㍦㥦㘸㘹㙥戳㌸つ挱㜶㔷晥㍡㙤㥡㌵ㅦㅢ㌳㘷戵㘷㥡昹㜳㥥㍥改戹ㅤ昱戶捣㈲㙥㝣㑡㉥摤慡㈰㈵挱慡㑡㡦㙤㙥㐳〳戲昳攴㜹㑤㝡捥㠲昶攳昱昳捣捥搶戶㐹昱㐵㤹㥦㐴愰㥣㈱〵ㅥ戲㕢㔵㠵慡愸㔰搵ㄵ搵㍦㜴慣㌲捥㐴晢搸㜷㙣㠷ㄵ㕦㘸㘱㡢㘱改づ改摡㈳昰㌳ㄵ搹ㄲ㝢ㄴ户晦㘰㡣挷〸㠳ㅦ收ㅣ㌲愲㜶慥㤵挴扤㌹㔸挴〵愳ち〲㈷搲㙢㜱搶㐵㜳㘷㤰㥤㕤戵㙣敥㉣㔲挱㑦搹㍣户昴攵㝥ㅡ换㉥摣㕣づ慢㝢㥦〵㜰攰愴㜹㔳昲㝢戱晦㔷㍦㐰慤扡〵㥡扢ㄸ㐹愴㔶攵㌶㝥㙥〳收扥㜶㑤㈳㡥ㄵ捦㤴ち挳㔴㜱敤昵愷㠵㠷ㄵㄹ㠳㉦搹㜹㍡ㄱ㕢昲㝡愳摦㐰捦㡤慤㡣攸戲晢摡〹捥〷昱愳戵㡣㐳ㅢ搷摥摡ㅡ㘷捤㘴慤㥥㠳㙥摦慡㤶挹㌹㍡㈲㌳つ㈰搵搷㐱挵㤷〰ㄵ㕦㈲㈸㡣收摣捣㉤攷搴搵㍥㍦摥搱㥣㕤搰摡㥣慣㘶㠲ㅢ慥㝦ㄲ㔵ㅡ㔵愸ㄲ捥搴㠷搴㙢捣㜴㡢昷㘷搸㍢晤㄰敥攱戸㘲愱敢ㄸ㝥㔴晣ち㤹〲愸ㅦ戸㔳ㄶ搵搷攴搴搸㍣〷㠰户㥣戰㡢搱㘹㘳慥昹ㅢ㌰搲㠷㈹㙥㙡㈵搹㍣ㄷ慣㍣攱户昲づ㠰㉥㌷㉦昶〴㠳㝦㕡㝢㍣㌵ㄱ㝢昲摢㍢㝡㍡㍦㤸慥㐶㘸搹㈳㜵〴戸㘱㜵ㅣ㜶㝢㘳ㄷ昹㘲㌴戱㡥㙡㈲收㘰㉢㘸㈵户扡ㅡ㜶っ搹收㝤㔵㔵扤慡扤昲㥡愲㜵つ㜴㌶昶戹㝦㔷㍥愵㐴晦㍦て㡡㡤愲敤㝥㍦㙦㠸㥡㍦愳ぢ捥㘳㤹敥㐴㤲攵㈹㘲㌸㥦っㄷ〰㔴摤つ㘲㜱㉢㈹扢戹㤳捡慢㕡戹改戴扡㤵挵挱㙣挵挰㔶㔴㙣㕥㠵㑢㡣㕥搵㜷㠱㙥㕥〸戵㉦㍣晦㍣ㄷ愹㝤㡡扢㈷㜵晥㔵㌸昷晢改㍣昳㈲收㝦㌱昳㝦ㄴ挹捤搸㍢挶㐹㤶㤹扢㐴㤵㜹㜲晥㡡戴㑦摡㝤〱摡㍦敤㕣㠹扡慥㌷㡢㜰㌲㍦㐳㍢晦〹㕤㑤愲㝣㜰㥢㙥㌵㍦㜸昰㘶戵㘷ㅤ昷晢搴㘳㔰挸挱摡㘷㕣〲㠷昷户㝦㜳㔷ぢ摦攰㠷㤸㠹㑥㡥愶㈴㑡慦㕦㤹敦昵搵攳挰戱攷㌷㉦㠵㤴㝡〲㘷散㔰搱㥥㘴㌲㘶㕥捥攰攱摢㜵〳㝢㡡っ昸㥡㔷㔰㠹㤳㔰敢㜰愲㉢〵㔵㌸戵昶㑡㥣㥢㔷㤱昱㔷摥っ㔷㤳攱ㅡ㠰慡愷挱㔰摣愳ㄴ敥攵挲戵戶〹愶㑡㙥愴慤攴㔶攸㙡散㉡㤶㍤搴㔵搲晣㝡戹昶㍥ㅢ昶戶攷㙡挸攰慣㌵㘳捣㐱摦㙣愵晣㜶捤㘲㜵㘷㈷㔲㔱㔱㠹づ捡㈸摥搹㕡㤲㉤㔵捣戱㘴扦㤹摡〱㈶ㄸ搷挲攲ㅤ㜹晦〵晡㥢㍣㝥㤱㝣㉢㤸㜰㉢摣㤹㘹搱ㅤ收昵㄰挱㐶㡣㘷〰戵愳㜸㐷搲㘹㍤㌷搰て㌷〲㈸敥㠱㘲ぢ㤲㈸㌸昱㝥〹㐹㍢摥㉢挰戲戵昳慢扥敥〳晥㌲攴㈴攰㉢愹昹㑦㐸ㄵ〴㝣㌵戰摤〷晣㔵摡㠲慦戹㠶㑡㥣㠴攲づ㉢㕤づ攰㜵挰㙦挲戹㜹㌳ㄹ晦散捤戰㤶っ户㤰㘱㍤ㄸㄸ㜴攳㔶愴㈶㙢㘷晥慦㝦㜴敤攱晡摢㤱〱㕣晦㠶换㈲摥㈹㜴㕣㝦〷㉤扡㤳ㄶ晤ㅤ挸㘲搷㝦〸㥣敤晡扢挰戲改慥攷㉥㉤㜱晤摤搴晣㌱㔲〵慥扦ㄷ搸敥㕤晦㑦㠸㠹敢㝦㑥㈵㑥㐲㙤挰㠹㠷敢敦〳㡦㜹㍦ㄹ晦攵捤昰〰ㄹㅥ㈴挳㈷㘰㄰搷㍦㠴搴づ摡昵扣搱挳㡥㍦晦昳㕦て㕦㍥っ〹昸昲㜳㔷ㄶ扣户敤昸昲ㄱ㘶昱㈸戳昸ㄶ挸㘲㕦㝥て㥣敤换㕦㠲㘵㤳扢㉤戶㈲㜱攵㘳㔴㑣㍦ㄴ戸昲〹㘰扢㜷㈵㌷㠸㠹㉢㥦ㄴ㈵㜶㐲昵〰㑡扢ㄲ戹攸㕡晣ㄴ㜸捣㜵㘴攴攵戱〷挳慦挸昰㌴ㄹ慡挰㈰慥攴㍤晢愱摡㤵㥢昴摢㜸て敦晥ㄶ㑡攰㕤搳㤵慢㈱㘶昵〴㌴㥦㘱慥捦㌲㔷敥ㄲ㕢㐱ㄴ㘷㐶㍥昳㌹㐲攷㤶攱敦㜰捥㌱愲㍦㔸㔶〲慤て搷㘴〹㌷扢㥥㜷戸戸挹㙣ㄵ㔹昰扦扢㥢㈷㙡ㅢ㌰慤㈶戳昹〲挴昳㔷昰㝦㜰㤴㙤ぢ晡ㅡ搲攵㈸㝢㥤愹戸㘱捤慥〷㝦㠴攴㝥㕤㕥摢㡣戵㌲搹㘱㜸㥣㡡戵挹ㄷ㌷㙡〷愸㤷晡昲㈲戴㉢敥㠹戳敢㡢㌳㡦㝣ㄹ搸敥敢换捥㄰挳〷㕢㑤愹〴㈷昲攵收㌹㕤ㅤ㠸㜰㠶戹㔷挰㘳扥㑡挶㕤扤ㄹ㕥㈳挳㥦挹㔰ぢ〶㑥搰捣昵㐸攵收㔴㝢戸挴慡㐴慦〴晣㉦ㄴ㝢㥤㘲㐳挱㔰摣㥣戸摤捤㜶攳㕦挱戲挹捤㠹ㅢ攴挴㍤㙦㔰㌱㜷捡ㄵ㌴愷户㠰敤摥㍤摣㔱㠷てㄶ攸愹〴㈷昲つ〳㙡昷〰慦摤昳づ捥捤扦㤱㤱㕢敥㍣ㄸ摥㈵挳㝢㘴㠸㠲㐱㥡搳晢㐸㐵㜵㜳摡扣挷㌱㜸戴慢て愰つ敤慡搱㤵扤㙢〴昸㤰搹㝦挴散戹扦慥搸捤摣㔴㘷扢昹㘳戰㙣晡〸㌰〱㜲攲攷㝦㔰昳㐴愴ち晣扣〱搸敥晤捣㡤㝢昸㘰㉦㉦㤵㘸㍦㜳换㥥㜶愳摤㍦昴㈰捦㈷攰㌱㍦㈵㈳户昳㜹㌰㝣㐶㠶晦㈶挳㌴㌰㠸㥦㍦㐷㉡愰晤㥣㝢攲㠴㠷ぢ扦〰㈳㕣挸慤㝥㕡戳换㠵㕦㔲昳扦愹昹㌰㌰ㄴ扢㤰㝢昱㙣ㄷ㝥〵㤶㑤㜷攱㤱㤰ㄳㄷ晥㠷㥡戹㡦慦挰㠵摦〰摢扤ぢ㥢㈰㠶㡦捦晣㤶㑡戴ぢ㡦挱㤹㉥㠷换㠵摦㠱挷晣㥥㡣㜱㙦㠶㡤㘴攰㡦改ㄵ昷〸㡡ぢㄵ㔲㠳戴ぢ扢㝤愴㠶㠷㙢㜱搱㐸搷愶㑢㜲㤴㑥愰ㄲ㔴㤳㡦㥦㔲摣昰㔷散㕡敥昲戳㕤㙢㠰㘵㤳㍢〱敥ぢㄴ捦昶愴攲っ㔲〵㥥攵㠳捡扡昷㙣㈷挴昰挱摥づ㉡搱㥥㕤㡣㌳敤㔹㌸㑢㜷〲扤挰㘳昶㈶㈳㜷ㅡ㝡㌰昴㈱㐳㕦㌲㜰昳攱搳㤰㌴㙡㤰ㅡ愶㍤扢㘹捦ち昱㜰㙦㍦㘸㠱㝢㑦㜲㘵敢㥡戲㙣〵慡搹ㅦ㐰㉤〷㠳㙢㔰摤㠶㘲捥愰扡㉤捥㌹愸㥥〵㤶㤵㐰敢愳㜰㔰摤捥攱㍡ㅢ㕣慢挸㠲晦摤づ慡摣戵戸㥡捣收昶㄰捦て慡㍢㍡捡戸愱㜱つ改㜲㤴ㅦ㔴戹戳搱慥〸㍢㐱昲㠰ㅦ㌲愸㡥㙦挶昳㘰攴㈱㘵㘲㝡搱㑤㐳㜵㍥㜲㤰㍡戳㌳㌲㔰摣㍦㘹搷ㄹ㘷㕣ㅤ〰㙣昷㜵㠶晢㉣昱挱〶ㄹ㉡挱㠹㝣戹搱㔲㔷〹㈲㥣㜱戵ㄶ㍣收㙥㘴攴㈶㑣て㠶摤挹戰〷ㄹ㉥〳㠳㡣慢〳㤱捡㡤慢㔷扡挴慡㐴慦㌴愹㍤㈹戶ㄷ挵㔶㠰挱ㄵ昳㐱挰挱㈲㔹㝢ㅤ㡣㜳挶㝣㈵㔸㔶〲慤㡦挲㤸敦攳㜰慤〲搷㉡戲攰㝦户㌱攷㘶㑣㍢收㐳㈰㥥㡦昹㌰㐷ㄹ昷㘹慥搱昹㤵扦㘱慦㙥〶㥦ㅤ昳攱㤰散晡㈶㌱㝥㌴敡㌹㤳㥡搲㠶㘷敦㠸搹挵昱㕥ぢ敤ㄲ敦ㄱ㔰慥㙥㐱慡㈰摥㈱㘰扢㡦㌷户㡥攲攳㌳敢愸挴昶㡦㑦㜱敦愸㐷㌸挳攰㌱㈳㘴扣搳㥢㈱㑡㠶㝡㌲㜰愷愹挴扢〱愹㕣扣戹㤹㔴敢敤㡢捣晣晥㝥捣㍢㐶戱㐶㡡㍤〲〶挶摢搸㤷㈹慣戶敦㠷晦戰㑢㈲扥㍦捥ㄹ㜱㙥っ㕤〹戴㍥ち㈳㍥搲攱攲捥搱㔵㘴挱晦㙥㈳晥ㄸ㤸散㠸ㅦ〰昱㝣挴㐷㍢捡戸昹㜴㡤捥慦㡢㠸㍦〹㍥㍢攲㘳㈰㌹戲换㔶敥扤㉣搰㑤㈳㝦ちㄹ㐸搰挷㐲扦㕡㠷㤴づ㍡㍤㘶㡥〷攸㍥攸摣ㄲ㡢て㝥㡢㐰㈵戶㡢㝣敡㌷㌸搳挱㈱搲㘹攴ㄳ愹㜷ㄲㄹ㝦敢捤㌰㤹っ㔳挸昰っㄸ㈴攸〷㈲㤵ぢ㍡㌷挹㙡扤㔵愲㔷ㅡ昹㔴㡡㑤愳搸换㘰㈸ㅥ㌷㕦〱捥㜶攴㜴戰㙣晡㤴攴㔵挸㠹㝦㘶㔰㌳㜷挰摡晥㜱敥愱捤〲戶㝢晦慣㠷ㄸ㍥搸晤㐵㈵摡㍦摣㉥慢换攱ㅡ㌸㘷㠳挷㥣㐳㐶㙥愵昵㘰㤸㑢㠶㜹㘴昸㉢ㄸ㥥㠶㍡攳㘰愴㜲ㄷ愳㥢昴㔴㈷㡦㜱昳㔰㈸挱戸昹戶㉢㔷搷戸㜹ㄸ愸收攱〰㡡摢㘵㕤㝤攸㤱ㄴ㜳㕡搴㔱㌸㘷㡢攲㘶摡㤵㐰敢愳戰㐵ㅤ敤㜰㜱户敤㉡戲攰㝦户㉤敡㥦㘰戲㕢㔴ㄳ挴昳㉤㉡敥㈸攳㠶摤㌵㍡扦㉥㕡ㄴ㜷敥摡ㄵ㈱〱挹晤扢㙣㔱攵晡搰㉥㤶摡ㄴ㌷〵㑢㠵㐹㐲扤攲敥㘰摤愰㜸敤㙥㕡挰㜶㕦㘱㍥㠷ㄸ㍥戸㑦㑥㈵戶㠷㝣敡ぢ㥣改晡㐰愴搳愰收㠳挷㕣㐰挶㉦扤ㄹ㥡挹㜰㉣ㄹ戸改㔸ㅡ搴㐲愴㜲つ㡡晢㡡戵㕥㙥㈲㜴㝡搱ㄶ㡡戵㔲慣〷㉣㤷㕥戴㡤㈹昴愲敤昸慦㘳扥〸攷㡣㜹㈵㤸㔶〲慤㡦挲㤸ㅦ攷㜰戱散慢挸㠲㍣扢㡤戹〱收搵㘴㌶㍢㈰㥥㡦㌹㥦挶换㉣㝢㠲扥㠶㜴㌹捡捦㤵㑣昰搹㌱敦㠴㘴慣换㤸㝢昷愲攵㐷㑤㍦㜴㑢扣ㄷ㐳戵敡㠵㤴㡥㌷㥤㘵㉥〱攸㍥摥㝤㈰〶㠷攰搱㘹㔴㠲ㄳ昹搶〰慢攳㐲㠴ㄳ敦ㄳ愸昷㐴㌲〶扣ㄹ㑥㈲挳挹㘴攸〷〶㠹昷㈹㐸攵攲扤戵㑢慣㑡昴㑡〷扡㡣㘲愷㔲㙣ㄷ㌰戸㕡昸改挰挱㈲ㄹ㌳捦挰㌹㕤㍦〰㉣㉢㠱搶㐷㘱戴捦㜴戸㜶〵搷㉡戲挰晣㙥愳㕤ぢ收搵㘴㌶㤷㐳㍣ㅦ敤戳ㅤ㘵扢㠱扥㠶㜴㌹捡㐷㝢て昰搹搱㍥〷㤲㡤㕤㐶扢捣敤愶昲攱ㅥ〸攵ㄲ敥㜳愱㕢敤㠹㤴づ户㌴敦昳㠰敤㍥摣㝢㐳㡣〱㌵捦愷ㄲ㥣挸㜷㌰戰ㅥ攱扥〰㍣收㠵㘴摣挷㥢攱㈲㌲㕣㑣㠶㈱㘰㤰㜰㕦㠲㔴㉥摣挳㕤㘲慥㜰㕦㑡戱换㈸搶〰㠶攲昱戲ㄱ㌸摢㠹㤷㠳㘵搳挷换㝤㈱㈷晥戹㠲㥡昷㐳捡昶㡦㌳㕥㕥〵㙣昷晥ㄹ〹㌱昱捦搵㔴愲晤㜳〰戰摡㍦〶㤰㑥㜳戸〶㍣收戵㘴ㅣ攵捤㜰ㅤㄹ慥㈷挳㘸㌰㍣つ㐹攳〶愴㜲㜷㥢㌶敦昹㝢ㅥ〳攷ち㘸挳挰㌹摥㤵扤敢㔶挹㑡㔰捤㔵〰㙡㍡ㄸ㕣捤㙡つ挵㥣㘶㜵ㄳ捥搹慣㘶㠰㘵㈵搰晡㈸㙣㔶㌷㍢㕣㌳挱戵㡡㉣昰㑤户捤㙡ㄶ㤸㔷㤳搹㕣ぢ昱㝣戳扡搵㔱㜶㄰攸㙢㐸㤷愳㝣戳攲搶㜴扢㐶摣〶挹㔱㕤㌶慢㜲〳㘷㌷㤳搱戹挸㐲㉡捦敤挸㐱捤㐳慡愰㜱摤〹㙣昷㤵攷㄰㠸㐹攵戹㡢㑡㔰㈸昹ㅥ〶慣慥㍣㐴㌸㤵攷㙥昰㤸昷㤰昱㜰㙦㠶㝢挹昰㜳㌲ㅣ〱〶㘹㕣昷㈱㤵㙢㕣㐷扢挴㕣㡤敢㝥㡡㍤㐰戱昹㘰㈸㙥㕣捤挰搹慥㝣㄰㉣㥢摥戸㡥㠵㥣昸攷㈱㙡㕥㠸㔴㐱攳㝡ㄸ搸敥晤搳ち㌱昱捦㈳㔴愲晤搳〶慣昶て㑥戵㝦ㅥ〵㡦昹㑢㌲戶㝢㌳㍣㐶㠶挷挹戰〸っ㑦㐳搲㜸〲愹〶㝤ㄷ㘷㜳㥦晥攸搱扣㥥㠲㍥㌴慦慣换〰扢昹昷〴摥㕣〷慡昹㉢㠰慡㔳挰戰㘹㕢户㈹ㄸ㜰敤愷㤷挷㠵昴㑢ㅦ㠴攷ㅢ攳戱挶㌳戱愵㌳㑢搴㑦㘱㌳㑥愵扤戱戶摢㈵㙢㈹挲ㄱ㐷㜱戵扡搸〷㠵换摢㑥搹攴改㈸㍦㙣攳慤扦㙡攴户ㅢ㌷㙥㕡㉥慣㕦㠵捦㉢㤱㘰㥡扦挶㍦昶㜷换㄰㌳愹㡣扦㈱摥㌹搴愹㕥搸㉡㙥㈳敤㘲ㄳ㕢搱㥥㔵㙡敤㥦摦㜲挳捤㔵㐳㕡戰㘳㘲ㄳ昶戲晤ㄶ戶愸㌳扣㙣㔰换㌵昶㔹昲㈰ぢ㝥慢戸㔵愹㜸㉦㐳挹敥㈸㙥愹挲㙥㝣散㤳㥡㤳㕤摡㠲扤㘹㍣攵摥〶晢㡣㥢㜱㙣㌲㡣㙥敦挰㐲㘴㘵昱ㄳ㤶㜲戲㌷㐲㔵慦慤㡢ㅥ挳㈸㘲愴㜰ㅢ㔶㔵〳㐲㔴㔶㥥㐶攷愳㐲ㄹㅥ挶㜳㈸搳搶搳㥢㤳ㅤ敤㤹昶㜴戶㜶づ戶㘷搶昲挱㥣㘹㙣搴ㅤ㔳ㄵ㠵㐶捦㍣㔹戰捡㌶扥慥㘰㌱ㅦ㑣攳㕦搸搶㝥㝣㥢㔸㔳㤵攱昳㐹㤹㥢搹戳㈷戳攱昶㕤㌹昶㠰攳〲攷挲㔰ち㥢捦㈳攳㍥㍤〲㍦㜳㥣㙢扣㠰昴㥥攳挶㡥㥢摤㔴㕦ㄷ㡡㌴㐴㈲搱㘴㈲㤲㡡愴㐳昵戱㘴㍣ㅡ㑦㌷㠴攲愱㤸ㄵ㑥㌶〴〳攷㌹㌲收敦㈱ㄳ攰愶㈸挹敥て㑣㕤愰㔳愴搵㕣㠸ㄴ昳㘷摦昱愳ㅥ㠱㡢愰ㄹ㌹昸㡣ㄷ〱晢㡥ㅢ摢攴摡㑦㘹扣〴㕣㙦攰㘴换捡㙣㍣ㄱ搴㜸ㄹ㤸㝥挰ㄴ扥昹㈱㜰戱愳㈵晦㝥〴昳㔵㜰㉡搹扣〳敤收㙢㑣攱〴晦昰㠳㉦㜰戳摡愹㐱〸ぢ㠳つ愴捦㔸て㕡搹〸慡扤挰挶㈸ㄶ㐶攱ち㘸㤱㈸扣づ㘱㐴㠱㝢㜸昰昱ㄹ㝦㐵摡㡥㐲㌴㤲㠸挷ㅡㅢ㘲挱㤴㠵昷㠳㔸㔶㘳慡㉥ㅥ慤㙢㠸愷挲改㐸㈸㕡ㅦ㌱摥挸戱挶慤㜰扡㈱ㅣ慥㙦㡣㠴敡㈲㡤昵挹㔸㍣ㄱ㡤挴慤㔴㐳㈲㥣㡥搷㈵搲㠱慢ㅣ昵收㥢㤰㌱摦〲〸㜰㔳㄰㜳㌴摦㈶敡ㅤ愲慥搱㈸㌲〸㙢ㄵ㌷搴㜴摢つ㍡㍢㜷㔸ㅥ㉣搸㈴㔵㑡㔹㤵㍤㝢㤶晣愲愷戰㑢挴愶ㅥ改㍥㘵慢㡦㐱㔸戵㌳摣搴㜵て愷㠵ち摢ㄲ㠵㘱戱捦㝣㥦㜶晦ㅤ挰ㅦ戸〱㠶㡢㠳㔹㍤㑣搶〷㤳㔵挰昸ㄸ㘰㉢搴〳㍣㜱㐹㍦攱㡦摤㐱攰㐶捤扦㍢ㄵ敤㐱戰㠱㐲㉦攰㑣慤〴㔱㙡昸㈷㐰攵㙡〳㜷昶㐸㙤〸挰敥㕣㙤昸っ㉣攵㙢㐳㕦捦摡戰㐶㘷晥㌹㠴㔱ㅢ㙥㐲ㅡㅦ㥦昱㍦㐸摢戵㈱㥥慣㡦挵搳㜱㉢㤱㑥搵㈱晣攱㜸㈸ㅤて㐷搲㤱㘰㝤㌸ㅡ㑦愵敢㡣㉦㜲慣㜵挹㜴㌰㤴ち搶挷ㅢ㔳㘹戴攲㠶挶㔸㍣㤹㐴㌵㐰愵㠱㔰愸㌱㜰戳愳摥晣ㄲ㌲收扦〱〲摣㌱挴ㅣ捤慦㠸晡て㔱户㘸㔴㡥㑢摤づㄴ㙢㠴慡㐴㌱ㄸ㉤㜱捡㜷ㄴ昹ㅥ挰ㅦ戸〳㐴㝡摤搸㠸㘴㜱愳㈴愵戰㔱㜲挷㙢㘹愳㌴戰㘱捣㌳㐶摣㍦㐴敤昹㜷㐸㤸㝣㡢㠸ㅤ愳扢㘹ㄷ㠹㍤㠱捡挵攸㕥㘰㈵㐶㕦㝤㤳㡦㤱挹ㄸ戱㝢㔵㕦〲㕢摡㌸㝦慥昳改〵㔵〸〷㌷晤攰攳㌳㝡㈳㙤㠷愳愱㈱㔹㤷㡡㠶搳挱㠶㔸㌲ㄲ㠵㔳㤳㜵戱挶㍡ぢ慥㑥挷搳㡤㔶㥤搱㈷挷ㅡぢ㔹㔶㌴摣㔸ㅦぢ搶㈷㈳戱㔸㘳㘳㈸㥥〸〶敢㐳戱㜴㕤愸㌱㔵ㅦぢ㜰㍢ㄱ搵㥢㝤㈱㘳搶〰〴ㅥ搰愸〰㔱晤㠸㝡㔰愳㜲㕣㡡摢㠴㈴ㅣ晦㐴㌱㜲攱搸㠶㈲摢〲昸〳㡦㠰〱㈷㜸㥡ㄳ㐳挴㔳㤳㉥㌷改攰〰㜷㄰〹㤱て挶㤲户㕥㤸扢㤰㈸㌵晥㌱㄰挵㥢扢〲㤵昳收ㄳ挰㡡㌷摦㜶㝢㤳晤㥦㜸昳㑤㑦㙦㍥愹昳搹〳慡攰捤愷㤰收ㄱ攰摥ㅦ㌹攱㐶ㅦ㌹㜹摡㌹㔱摣愲㈳㈵晢慢㔳㌲㘶㘱敥㐹昳昶〲昰〷㥥〱〳㑥㝣㘶㘱昳㌶搹扣〳捦㙡㈲㥦㜸㈵㉦搳㌰㠷㔱㔴㑡昶ㅣ㠸㥣戴晡搵㡢搰捤㐹ㄵ㜵晢捤㈰昵㘲㜲昴㍢搰愴攴〵㤳㈳㙥攵㈹挵扥〰㉣㈷㐸㘶ㅤ㠴搵ㅦ㍣㜹㕥搴搸〸㜹㤰㤵㝣戹㍦㐶㍣昹㍢户㈷㌹ㄷ㄰㑦晥㤷愷㈷晦〴㈱㈸㐱㤱〰攱挹㔷ㅣ搵㐶㈳搲㑥㌷ㄱ㡣搶搷㐵ㅢ敡㈳昵昱㔸㈴㘱㠵㘳改㔸㌴㤶ち㈵㐲㜵昵つ㠹㐴㌴ㄶ㤰つ㌴搴戱㉦㘴〲慦㘹攳㘴攸㤶扤㌳㥡㔶戳ㅥ戴㉤㌳㜴㜳挷㡤〴戴㌰㜸〱㙥挲ㄱ㍣昷㐰换㍢㑡捣戱戰㔲扤愱慤ㅣ挷ㄴ㘸㘴㔲㙦〱㉢㉥㝣捣敤挲㕣搳㝥搴搳㠵㙦㐳〸㑡戰ㄶ〲〸ㄷ扥㠳㌴㍥㍥㘳㌲搲戶ぢ㈳つ戱㘸㍣ㅡ戶敡ㄲつ愱㐸㈲ㄸ㐹㌴㌶〴㈳㜴㘴愸㈱㡥搷户㠴㡣㈹㌹搶㠶㔴㌲摡㘸攱戵㕤㠹㜴㌸ㄲて㕢㠹㘴愲㤱扤㜳㕤㕤〲〲つ戱〰昷攳㔰扤㜹㈰㘴捣愹〰㠱㜷㌵㙡ㅡ㔱搳㠹㝡㑦愳㜲㕣敡〳愰愴〱摣㡢㘲戰㘹㡢㕦づ愲挸㙣〰㝦攰㐳㌰攰挴扢㘹㝦愴㠹攳挹㌱㠱攰㌰㡡㑡〳昸〷㠸㔲㤵㡦〰㉡攷捤つ挰㡡㌷㙦昲昴收㙡㑦㙦晥㑢攷搳〴㔵昰收㈷㐸攳攳㌳㡥㐱摡改㈸愳昵つ㤶㔵㘷挵㔲搱㐴愴愱㉥㤴〸㘳ㅣ戳挲㤱扡㐴㉡㤱㙥愸㑢ㅢ昱ㅣ㙢㉡ㄵ㡢㌷㠴搳㜵㐹㉢㔴ㅦ〹㈷㠲㠹㔸㌰㔹ㄷ挱㠸㘵〵慤挶㘴㈴ㄴ昸搴㔱㙦㈶㈰㘳㈶〱〲㥦㘹㔴㡡㈸㡢㈸㙥扤愱ㄱ㜹㉥昵〵搲攲捤慢ㅤ㙦㑡昹㥢㈹㜲㉣㠰㍦挰㥤㌵㌸昱昶收扦㌵㜱㉡㌹愶ㄱㅣ㐷㔱昱收㝦㐰ㄴ㙤ㄹ愰㜲摥攴愶ㄹ昱收昹㙥㙦收㍡捡㥦㜹㝡昳㕢㥤捦昱㔰〵㙦㝥㠷㌴㍥㍥㘳〹搲戶㌷ㄳ挱㜸㕤㉡ㅣ㑤㘰搸〸㐵㠲攱扡〴㕥愱㘰㐵㤳挱㐸㝤㉡㡡㕡㥢㌶㤶收㔸㠳㤱㘸挸㡡㔹愱挶ㄸ㈶昱㤸〳挴㤲㔶扣㉥ㄹ慣㑢挷ㅡ㘳愱戰搵ㄸ昸摥㔱㙦㥥〰ㄹ昳㐴㠰挰㐶㡤㍡㠹愸㤳㠹㘲㕢愳ㄱ㜹㉥㙣戲㜷扣㜹慡摢㥢愷㔱攴㜴〰㝦愰ㄲっ㌸昱敥㥣慢㌴㜱㌶㌹收㄰㥣㑢㔱昱愶㙣㤴㈱敡㍣愰㜲摥㌴㈱㈲摥捣扡扤㤹㙢改ㅤ㥥摥昴敢㝣㉥㠲㉡㜸戳ㄷ搲攲捤㡢㤱戶扤ㄹづ㌶挶敡㈳改扡㘰㠳ㄵ㡣愴㠳㜵昱㔴㍣㕥ㄷつ愵ㄲ昱㘴㉡ㄲ㑣搷ㅢ㤷攴㔸㠳挱㜸戴㍥ㄵ戱㐲㘰㡦㠰愷㌱㤵㘸㐸㘲晡搵〰㐶换ち搶〷㝡㍢敡捤㑢㈱㘳㕥〶㄰攸愳㔱㤷ㄳ㜵〵㔱㝤㌵㉡挷愵晡〱㈵㜵㜳㠱攳㑤愴戱㕢㥦㈲搷〲昸〳㕢〱㠱ㄳ敦扡搹㕦ㄳて㈳挷攱〴慢㈸㉡摥摣〶㐴㝢愸㍢ち扡昳㐳摤㑤搴㡢愱㙥㕢搰愵敥ㄶっ㜵摢㜹㘲户〷㔶㠶扡戵㄰㔶㍢㝡昲散慣戱户㤲〷戶挸㜷〰戰ㄲ扤㐳摣搱换つ㜵昳㍣愳户㉢㠴愰挴㘷摥〹㠸攸搵㍡慡㡤扢㤰戶愳ㄷ㑦㐵㌱摦㑡㐶㉣㑣愵㈲攸㘴ㅡ敢ㄱ㥡㜰㍣㠱㕡ㅥ㑥㠵ㅢ㤳㠱摤戴㌹㜷㐳㈶戰扢㑥挹㔰户㠷㑥㤱㔶㌳㄰愹㉤㌳搴敤〹捤昸ㄴ㌷㠵挰㕥ㅡ摦㐴攲㌱〴て挱ㄲ㌵〸㜸㍢㘴㔳ち㐲昶㌰㠸っ搹㘰搰㑢㐳戶㡦㈷㜶〸戰ㄲ戲㐷愹㜹㤸㈷捦〸㡤㝤㡣㍣㌰〳㘹㥦ち〱㑡挸挶㜹㠶㙣㡣㘷挸敡㈰〴㈵㜸㝥ㄷ㈰㐲ㄶ㜶㔴ㅢ敢㤰戶㐳㤶㑣搴㈵攲昵攱㐸㐳㄰㠳㐱㈸㔲ㄷぢ〵慤㈴敥㈹愴搳戱晡晡晡㜴㈴㄰㜱㘴捣㕦㐱㈶㄰搵㈹〹㔹扤㑥㤱㔶搳㠰搴㤶〹㔹っ㥡昱㜱㉥ㅡ㕦挴愹㕣㌹〶ㅡ㌵ㅥ㜷㘶㌰搴㄰㍣〷㑢搴㝥挰摢㈱㡢ㄶ㠴散㜹㄰ㄹ戲晤㐱㉦つ搹㐸㑦散〱挰㑡挸㝥㑦捤愳㍤㜹挶㙡散ㅦ挹〳㌳攴㍢ㅥ㔸〹搹〸捦㤰つ昳っ搹〴〸㐱〹昶㕦〳㈲㘴ㄳㅤ搵挶㉢㐸摢㈱ぢ㈶㌰㝡㈷挳昵昵㡤つ昱㐸搸戲㘲㡤挹㔰㈸㠱ぢ㥥扡㔸㉡㡥㜷㤶〶㘴㔳〹㜵扣ち㤹挰㘴㙤㥣㠴㙣㡡㑥㤱㔶㜳㈰㔲㕢㈶㘴㔳愱ㄹ㥦㤲㔶㌶㑤攳ㄷ㤲搸㐲昰㈶㉣㔱㌳㠰㤷㤰扣挵ㄴ搰ㄴ㔶摣㔶㈲㉥慣㜵扢㌰㌷捣っ昰㜴攱㐱㄰㠲ㄲ㥦昹㉥㈰㕣㌸ㅢ㘹ㄹ㘶摥㐳摡㜶㘱ち㤳挶㔴ㅡ搳挴〴慡㝥㌴㘹㈵敡ㄳ昵昵戱㔸㉡㤱〸㈷ㅡ攳愹㤴昱㝥㡥ㄵ㈳㜹㍡㕡ㄷぢ㐶ㅡ㌰昷㙣㙣㑣愲㝦㡢㐵㌰㡦挷摤㥣〸敥捡㔹㠱㌹㡥㝡昳敦㤰㌱㍦〰〸捣搵愸て㠹晡㠸愸㜹ㅡ㤵攳㔲㠷〲㈵挳捣搶㈸㐶敥㕡㜱〳㐵晥〵攰てㅣ〶〶㥣㜸て㌳㠷㙢㘲〷㌹㌲〴㕦㔰㔴㠶㤹㈳㐱戴ㅢ㠰〹摤昹㘱收㉢敡㐵〳㌸ち㜴昱㜶挱㌰㜳戴㈷戶〹㔸㘹〰㕦㐳㔸挵㍤㜹㤲ㅡ晢㉤㜹㘰㡢㝣㉤㘰㈵㝡㍤摣搱换つ㌳捡㌳㝡㘹〸㐱〹慥㡤戱㡣㠴攸㜱㔷〷戵ㄹち㘹㍢㝡㈱㉢ㅤ㡤攰慥㕡扣扥㉥ㄱ㠹攰昲㍥㤹㡡㘱㘶ㅡ㡤攲㙡㍥㔱ㄷ㙡〸㉣搰收㔴㐰㈶搰慣㔳搲〰㡥搵㈹搲㙡ㄶ㈲戵㘵ㅡ㐰ぢ㌴攳㔳搲㘷戵㙡晣㔲ㄲ㤷㄰昸㘱㠹㙡〷摥づ搹ㄷ㕦扢㐳搶ㅢ㐴㠶㡣摢㑢㑡㐳㜶㥣㈷戶〳㔸〹㔹㕦㙡捥㝡昲㉣搶搸〰㜹㘰㠶㝣㤷〰㉢㈱晢〴㐶攸ㅢ㘸㘶㉥㘴ㅢ㠰㉤扤㌹戳ㄴ㐲ㄲ戲慤愱ち㈱㍢挱㔱㙤㙣㠳戴ㅤ戲㐴愴捥ち㌵搴㈷㈲ㄶ㙥㠳〶愳㘹㕣挱㠵㌰㐱㐸㠴ㄲ㔱㌴愸㔰㝤攰㐴㙤捥戶㤰〹㥣愴㔳ㄲ戲㤳㜵㡡戴㥡㔳㤰摡㌲㈱㕢〶捤昸㤴昴㔹愷㙡晣㈹㈴㉥㈳ㄸ〰㑢ㄴ昷㠳搸㈱㝢愷㈰㘴戵㈰㌲㘴㘷㠰㕥ㅡ戲㌳㍤戱换㠱㤵㤰敤㑥捤摣敡㔱㉡㜹慥挶づ㈴㡦づ搹㜹挰㑡挸㕥昷っ搹㝡捦㤰㥤て㈱〹搹㈰愸㐲挸㉥㜰㔴ㅢ㠳㤱㜶㐲ㄶづ挵ㅢ㈳挹挶〶㕣搰㐴挲挱㜰㘳㌸摤ㄸ㡤㌴攲摥戵搵㄰㑦挶ㅢ〳ㄷ㙡㜳昶㠱㑣攰㈲㥤㤲㤰挹㌶っ㍡㡡戴㥡㑢㐰摢㌲㈱扢ㄴ㥡昱㈹〹搹㘵ㅡ㝦㈶㠹换〹敡㘰㠹扡〲㜸㜱㙣㤸㈹愰㈹慣慥〲ㄴㄷ㍥敦㜶㘱㙥㤸㜹捥搳㠵㔷㐳㐸㕣搸〰㔵㜰攱㌵㐸换㌰ㄳ㐳摡㜶㘱戰㉥ㄹ㡡搵㕢㡤〹㔴昹㐸ち㡢㌷攱㠶㐴㘳㌸㤹㡥挴㈲挱㜸㘳㌴㘶㌴收㔸㐳㡤㔶㈴㠶㐱ㅣ慦㥦つ㐵㉣摣摡㘸戰㜰戵㤸㑥㠶㜹挱摤㤸㡡〴慥㜵搴㥢晢㐲挶摣て㈰㜰㥤㐶敤㑦搴㐸愲慥搷愸ㅣ㤷㕡〱㤴っ㌳㑦愱ㄸ戹㘱㘶っ㐵挶〲昸〳㉢挱㈰〵搹㠸㤳攲㕢㤲慢㌴昱㍣晡昰㝣㠲㈹ㄴ㤵㘱㘶つ㠸㜶〳㜸㄰扡昳挳捣㌴敡㐵〳戸〹昴搲㙡㝣戳㈷㜶㉤戰搲〰㘶㐰㔸摤敡挹㜳扢挶捥㈲て㈳挷敦㥤挰㑡昴敥㜱㐷㉦搷㘷摤攵ㄹ扤扢㈰㈴㠵㥥ぢ㔵㠸摥摤㡥㙡㘳ㅥ搲㜶昴愲愹㐴㌴㔴搷㄰〹㈷ㄳ改㐸愲挱㡡㠵ㅢ㜱摦㈹ㅥ㑡愶㜰敢㈳㥤㡡〵敥搱收ㅣっ㤹〰㜷㐸㐸㘱愵〱晣㕣愷㐸慢戹て愹㉤搳〰敥㠷㘶㝣㑡ㅡ挰〳ㅡ捦愷㌰捡慢㉦捤愳㘱㠹㝡〸㜸戱戲㠹㈹搰㈸慣ㅥ〶ㄴㄷ慥㜴扢㜰㍤㘹扣㈷㝦愳愷ぢㅦ〱㔹㕣㤸㠴㉡戸昰㔱愴愵〱愴㤰㜶ㅡ㐰㈸ㅣ慣㑦挵愳搱㔰ㄸ㔷ㄷ㠹晡㔸㝤㍡ㄹ挴㥤㜹摣ㄸ〹〶搳㤱戸㘱攵㔸搳㔱ぢ捤㈴㔱ㅦ㡤愴改敤㐴っ换㥣つ挱㠶㜰㌰㤱慣ぢ㘳戵㌳昰㑢㐷扤㤹㠶㡣㌹ㅦ㈰昰㤸㐶㉤㈰慡㤹愸挷㌵㉡挷愵㥥〲㑡ㅡ挰攵㈸㐶慥〱戴㔲愴つ挰ㅦ㔸〷〶㈹挸㡢㌸挹㉦㑣搹㜷慥戹愵㐲㠸㔷挳ㄷ昲㍡㑦戳㤳愲搲〰㝥つ愲㜸昳㜸愰㜰㉥摦㠰㥥㔴愹摦㙡戲挶搰㥦㠱㘷戵挶愵㄰敡搳愳敡㜹愴昷㉢晦愸㍤搷㈲敡㄰慣敤ㄷ扣搳㜱〲摥搱戸㤴㍥敦㠱愷㜱搸㑦〳愸慣搸昷㠷改攲搲ㅦㅦ㘱挳㙦搵㔹㜰搵晦㐲て㝤㤲㕦㔸愷挶㕤昱㌵㑦㐴㠱慢㝥㡦攲㝡㍥敦慡昸㈵昳ㄳ㤶㈴慤ㄶ攷晤昲㕣慣摥愶㜵㑡〶ぢ挷㜸〹摥摣昶㌱昲挴㉢㉥ㄳ昶搳ぢ捡㐳昴ぢ昸昶捣㘳昴㠳攵戴搸捣㡥㥣ㅣ摥㈷㠷㐵㝡㄰㠶昰㜵㝤摢攴㔳慥愷㈹散㤴挷攲㈹㠲㜸戶㤹㤵搲ㅡ㌳㜸㑥㐱㘵㐵て攵昹挰て攷㙤㘹㜸㐱㤹㔶㌰愱慤戳㜵㐷㤴㘱㈷㡦㘷愰㡣㙤捥捡㌳㠴戶〳㕤㤹㉦挰㍤挶挹㜰搴㉥㈳挷捤㥣㌱㙥捣摣〹㌳昰ㅤ㌴㜰散挰愸晤㜶摦㠱昲摡攰慡搳ㄱ愱捤挸扣㌰㈲㌴㠵〷㥥戴㠸㥣ㄴ㝢㉣敡㈳㑡扤㡡㠴㐴敢㐱愴捣晣㌳㑥㑦〶㠳攷换㍤㑥㜲〸挵㙦㑦ぢ扣〶㑤搲㜴㤶㑢㐵㔷慦㈳捤捡慥㑥㠰〴㙢㤸㘴㜳㌶㉤㜸ㄳ㘸㔶っ㘵晥ㄵ搰㌸ㄷ㌸㘳攴挰㈹〳㐳㜵㔵㡢挱㔸晣㔸ㄷ㜹㍡㤷攳㘵㉥㜵㌳㘶㜸㔹改㤴㔴㘹㌱愱づ挵㍣㡦㤹扣㤵换攴つ㘶㜲㠱㥤挹㘴㘴愲㍡㤰〹㌳㘲㕢挲㐳昱挹晤㌶㜸㌴㑡扤攳㈴昰捦㔷昳㍥㈰㌸㡡㜷㔰㝣㍡ち㌸ㅥ愳〵晡慡㥤晦㠱搱㌵㝦搷ㄲ㐷愹摤㉥ㅤ㔳昵昶戲攲㈷搳㙥攸昳㐴昰㥡㝤慥ㅥ㜵昹㤷㐶搳搵搳㤶㡦㔲ㅢ㈰㤱㡦挲昳搰㘸昷㌸慤㌰搲㌳ち㉤づ愱昸㉤㐳㠱㑦愰㐹愲㜰〵㙣敥搳㐳㝤㡥戴㐴攱㔸㐸攴愲㜰ㄵ㡢晣㈵㐸㜶ㄴ晥〷㘷挶㌵挰㈱ち㜰㔰㔴愵挱慣扤攱㌷慦㈳昷扦㜳摣㕦㤰晢〶㥢ㅢ㌱㡢慡㠴挳捤㝣晤收ち㜲㝦〵ㅥ慤㐰晤挷㐹㤰㕥昳ㅤㄲ攰搸っ㜷㝥慦㈵捡戹ㄳ摡㜰昴ㅥ㉤晦㝣摢㡦㔶㕣㤴昶㜲攷㔱㡥搷㑡摥㔹㜴愴㐳㈸㝥㘷㔱㠰㙢搹㌴摢扣ㄹ㌶挳㥤㕣㤰ㄶ㜷ㅥづ㠹㥣㍢㙦㘱㤱晢㠲㘴扢㤳慢搴挶㙤挰搹敥っ愹㠳ㅤ〷搹昵敤づ㜲㜳㤵搹收敥㐳敥扢㙣㙥戸㌳愴㘶㍢摣挰挳㥤昷㤰㥢慢搰㌹㜷㜲㌵㥡〹搲㙢戸搸っ㡥捤㜰㈷㔷愶㐵愲㥣㍢㑦摣晡敥㐹敦㥣㜰搳㈸晢晦〳愳ㄴ㔷愵扤摣㌹ㅤ㐶㜸搶捥㘹づ愱昸つ㐸〱㉥㘶攳㠳〷㜴挰〲戸㤳㉢搲攲捥〳㈱㤱㜳攷㉦㐰慣攱㕡昳收ㄵ㡣ぢ搳㕤ㄶ散摤㥢慦晢㜵敤扤慢㐷摤戸晦搰㍦㕤晢昷搶㔱㙡ㄸ㈴扣ち㌶愱㕣挱挶㍢㠴㤲㌷ㅢ㜱昱㕡愶〶㡦挳〲搴㔷昹㉡㔹㤵㘶㜱ぢ㘶〴㕣㠷挶挷㘷㍥〹㕥㌸㠱㡢挹攲㠴搱㙥㈷慣〳㔱敤ぢ㤲㕤㑢戸挲㙣㍣つ㕣改㐰㘱扦慥摤ㅥ㈸搴晥搰愱㍢㜷扦昹ㅢ㉡ㄹぢ搱㝣㈹昳㕤㝣㐳戹㔲搶㍢㠴攲㔷ㄴ〵戸晣㡢㡦捦晣㥤㙤㌹搷㜰挵昲㠸摢昲ㄷ㤸㈹㔷㔲㙤换戹戰㙢晣〱㌸扢㌵搴慢㈰㤸㜵㘵昶㥢㉦㤲㥢ぢ戳㌶㌷搷㜶㡤㤷㙤㙥戴㠶㝡㌵搴攱愶㔳晤收㉢攴收挲慤㔶愰愶㍢〹搲㙢戸㍥ぢ㡥捤㘸つ㕣捣ㄵ㠹㜲慤㘱昹㍦づ㝡㜸挰昲㝦㡣戲ㅦ戱㝡捤㈸挵㠵摣扣㍢昳㝤昵摥㡥搷㑡㍡㤷扤ㅣ㐲昱ぢ㡦〲㕣晦挵〷て扦㠰〵愸〸㕣挴ㄵ㜷づ㠴㐴慥㌵扣挱㈲㈷㐰戲ㅤ㜴っ捥㡣户㠰戳摤ㄹ㔴戵㡥㠳散捥攵ㅤ㜲㜳㘵搶收收攲慥昱慥捤つ㜷〶搵捥づ㌷昰㜰攷晢攴收捡㙤捥㥤㕣挱㘵㠲昴ㅡ㉥搰㠲㘳㌳摣挹搵㕣㤱㈸攷㑥㘸挳ㄱㄹ㉤晦㝣〷㡣㔶㕣挹昵㜲攷㜶㌰挲戳㜳搹搶㈱ㄴ扦㌳㈹挰〵㘰㝣昰㍥ぢ㔸〰㜷㜲ㄵ㔷摣戹㌵㈴㜲敥摣挰㈲㥦〰㤲敤㈰㉥敤ㅡ㥦〰㈷敥慣㡢愸〰㤸戵㌷晣收㘷攴收搲慣捤捤搵㕤攳㜳㥢㝢捡㐰㜰昷㜶戸㠱㠷㍢扦㈰㌷㤷㙥戵〲挵㈵摣㥣㍢戹㐲ぢ㡥捤㜰攷改㕡愲㥣㍢挳㜲扣散搴捥昵愳ㄴ㤷㜲扤摣搹搳昱㕡㐹敤㌴ㅣ㐲昱ㅢ㤸〲㕣〱挶挷㘷㝥〳㥢攱㑥㉥攳㡡㍢㉢㈱㤱㜳攷㜷㉣㌲ㄷ㔳㙤〷㜱㙤搷搸〸㥣㕤㍢㘳捡攷㌸挸慥㥤ち㌳㝢挵戵㔹㥢㥢换扢㐶て攰挰㡤摡ㄹ㔳摦晥挷㜶扥摤搸慢挸捤戵摢㥣㍢戹㠶换㠴㌴㜶㉥搱㙥㥥㍢慦搵ㄲ攵摣㘹て㜹搹㔱摦摥昶搹㑢搳ㄳ戳㐶㈹慥攵㝡戹昳摦㌰搴戳㜶㝥改㄰㑡摥攷挴㌵㕦ㄹ㈱㝡愱㔴戴㥦㕦㈵㡢戹㜴㜲挱〸挱攵㕢㝣㝣㘶ㅦ昰挲昵㕣㠳ㄵ搷晦㌷戴攷㕣㕦㐳昷㜰昹搴㜶收㕤㌸㌳晡〱㔷㜶㠴㤸㌰㌰ㅡㅥ慣晥〵ㅤ昹ㄱ愲㍦㤵㜰攵㌳㕦捡晣〸昱㔱戹㔲㝥攸㄰㑡㕥捣挴㘵㔲㈹攵づ搰㥢㉢攵愳ㅡ慢㑢㐹㤶〰㔷㍣昱昱㤹㍢㠱ㄷ愵㝣ち〹㈹攵㝢敥㔲敥㐲〳戹攲㘸㤷㤲㙢㤹挶慥挰㤵㤶㌲㍡㜴昷摡摤㠷づㅣ㈷愵㝣扢愰㤴扢㔱〹ㄷぢ扤㑡昹㝡戹㔲晥挵㈱㤴扣㘱㠹㉢㡢㔲捡扤愱㌷㔷㑡㔹㌲㜴挷㔲㑡挹㐵㐲㝣戰㘷ㄲ扣㈸㈵㔷晡愴㤴慦扡㑢㌹㠴〶㜲㤱捥㉥㈵㤷晦㡣㘱挰㤵㤶搲戹㉣戴㘳昹㔲㐱㈹㐷㔰〹搷搷扣㑡昹㐲戹㔲㍥敦㄰㡡㕦㤵ㄴ㜸ぢ㥡昰昱㤹㔱摢㜲㉥戰㠹攵捦戹㉤㙦㘰愶㕣收戲㉤攷慡㥢搱〸㥣摤〱㌴慡摦㠲㔹户㕦扦戹ㅦ戹戹㙡㘶㜳㜳攱捤ㄸ㘹㜳愳〳㘸㔴扦㜲戸㠱㐷㝦㍡㡡摣㕣㔵搳ちㄴ㔷搷㤸㈰扤㘶〳攰收㜵〰㕣㘹ㄳ㠹㜲ㅤ挰㕥捦摣昰搲扡慦㝦㌱㙡改攸昵㤷て㜹散㤹㔱㡡慢㙣㜹㜷收㐷晢挷ㅤ慦㤵昴愷㡦㌹㠴㤲ㄷ㉦㜱㌵㑥㉡捤〴㤴㉡㔷㘹扥搶㔸摤㌴㔰㌰㕦㠰ぢ㙢昸㘰㤷ㅣ㜸㔱㘹㘸戴戸晥㘱㘸捦㜵〰㔳攸ㅥ㉥㙣搹捥攴㤲㤹㌱ㄵ戸搲㑡攳㌴つ戹㤷愰ㅥ㠰㡥㝣〷㌰㥤㑡戸㈶㤵㉦㘵扥〳戸愷㕣㈹敦㜶〸㈵㙦㔰攲〲㤶㤴㜲づ昴收㑡㈹㉢㔳㉣㡦㉥愵㌴つ慥㐵㐹㈹攷㠱ㄷ愵攴㠲㤲㤴昲㜶㜷㈹て愱㠱㕣ぢ戲㑢戹つ捥㡣挳㠰㉢㉤愵搳㌴散づ㘰㙤㐱㈹㡦愰ㄲ㉥攳㜸㤵㜲㔵戹㔲慥㜴〸㈵慦㐲慡㠵㈶㈹㘵ㅣ㝡㜳愵㤴挵ㅣ㜷㈹㜱敥ぢ㜰昹㐶㑡㤹〴㉦㑡挹㌵ㄸ㈹攵昵敥㔲㕡㌴㤰换㈷㜶㈹〷攳捣㤸て㕣㘹㈹㥤改扥㕤捡慢ぢ㑡搹㑣㈵㕣昹昰㉡攵㘵攵㑡㜹愹㐳㈸㝥愷㔱㠰慢㈶㘲㜹扢㙤㌹㤷㍥挴昲㡢摤㤶ㅦ挷㑣戹〰㘱㕢捥昵㄰㈳〳㥣摤〱㐴搴昹㘰搶敤搷㙦㜶㤲㝢扦ㅣ㌷㤷㐴㡣攳㙤㙥㜴〰ㄱ㜵㡥挳捤㝣晤收㔲㜲㜳扤㐳㉢㔰㈳㥤〴改㌵㕣搶挰㘷㌳㈶㔴㕣〳ㄱ㠹㜲ㅤ〰戴挹愱㘷〲㙡ち搸昳敥捣㜷〰㘷㌸㕥㉢改〰㑥㜷〸㈵㙦㐸攲㍡㠹㔴㥡㘵㈸㔵慥搲挸〲〸戲捣㌵つ㘶ㅦ攰㤲㠷戸晥㌴昰愲搲㜰摤㐲㕣㝦ち戴攷㍡㠰㌳攸ㅥ㉥㌹搸慥㥦㠷㌳㘳㌹㜰愵㤵挶改〰散㔱攳〴攸挸㜷〰㘷㔳〹㔷ぢ昲愵捣㜷〰㥤攵㑡㤹㜵〸挵慦㍡ち㌴㐱㤳㔸㝥㠱㙤㌹㤷ぢ挴昲づ户攵ㄷ㌱㔳摥戴户㉤攷ㅡ㠲㜱〹㜰㔲㘹敡挲慡つ捣㍡收㝥昳㌲㜲㜳つ挰收戶挸㝤㠵捤㡤㔹㜸㔸ㅤ敢㜰摢㤵收㉡㜲㜳㡤㐰㉢㔰捤㑥㐲㉡㑤㉢ㄲ昸㙣㐶愵攱扡㠱㐸㤴慢㌴㝡ㄶ捥搰昹㝣㙦㡦㔲㥤㘰捦扢㌳㕦㘹㉣挷㙢㈵㤵㈶攵㄰㡡㕦㥣ㄴ攰㔲㠳戸昳〶㤴捡扣㤱㘰〵㠰扦㡡换〹㥥㜷㠴攵摤〵挳敤愷戴攳㘷㙣㔶㐶㄰㝣㝦㑢㔵㥡户搰㝢愵昹敢㌶㑢ㅥㄵ㉦敦挹㘹㤱㕦慤昵挶〳摢㍢ㄶ㕡ㅤ搳昰晡〲㍣愶㝤㑥㜳慢昳㑢㉤扣搶㠰㑦ㄲ搶㡦〴㌷㈵挵攵〳㈳㍤戳〳捦〸敦㤹㥥㤲挱㑢ㄲ㔲搵慤戳攲搹慣搵搱昶㔳昸〱㈹㝥㐷㔸挹㑢づ㌴㌴扥摣愸挲昳㈷㝣晣㙤㥥攷扤㘶摢㠵㜹㝦攸户㠱㔴昰㌹敦㍦散攷愳挶㑡㐴慤〶㙢てㄶㅥ昳㤹慤㕤捣攵㠸㑣㠵㙡㐲摣㘵㡢挵㍦敡㜶搸㈸昶㘲㔱捤㕣捤㌰戳ㄱ㉡㈹〳ㅥ㐱㘱摥㐴ㄴ㝦㈶㉣挰㔷㜵㈲挲㕦㕣㈸晥㤸㜲㈲㈵慡㡥㙦㑥㘵ㄷㄸぢ慣收昹ぢ昰搴慢㕥扤㔸搲戹搷㍣㍡晡扢昰㔱㘳㉡㤷㐱戴慢㤵〹㜶㑤㍤㕢㥢攲ㅤㅤ昱愵搵慤㑤㉤㔶摢晣散㠲敡愶挵㔸㡡挱㌳户昱㉢攲敡敡㙡㜳㉤散㘱扤㘴㜶㙡㌹㌴戲㍥ㅡ户〰慢㥦捥㤷㜲㍤愸扢㔲ㅤ慡ぢ敡㍢搵㤷㉦攸㙤㉣ㄵ㥢㠷㜴㡣〰㝥昳㡥挲㠲㉡㉥ㄸ戰戰晡㔰扣戹捦㈲㤸㜷㠱㤳搹㡢〹扣㠹㉦搸扢摤搸㉢㠰ㄵ挳敥〱㌶昷㡢昳㐲换㘶㜹㕡昶㜳㥡㔱㘸搹晤㐴攵㐳愰㜸ㄳ扤挰戲敢戴つて扡㙤㔸愱戱て戹戱㌷㙢换㝥〱㙣ㄹ换㈶㝢㕡昶〸捤㈸戴散㤷㐴戹㉣攳晤攸〲换㜸换㔹扣昳戸摢〶摥㕡ㄶ散ㄳ㙥散㠳摡戲㈷㠱昵づ收㘸㑦挳搶搱㡡㐲挳㥥㈶捡㘵ㄸ敦散扡つぢ昰㜶愹㜴㙦扦㈱攷㙦〹㥥〱昰慢㈷ㅤ㉢㑣戶㥢ち搵愰㜳㉣㘸㈷捦㤱扦戰㥤㍣㑦㤴㉢㐷摥㐶㘵㡥扡昶慢摦㈰㈱㠵晥㍤㌸㜳㌵㤸㌷㌴愵愲晣〱㔸敦㐲〷戵〹〵㌵昸㐵收㔷㔸攸㤷㡢㑣攰晤㔰㜷愱ㄵ㙦㜹㡡〹慦㠰㌳㔷㠳㕦搱搸㔷摤搸搷戵㘱慦〱㕢愶㥥っ昲戴㙣㍤捤㈸戴散㜵愲㕣捥攱慤挵〲换㜸昷㔰㉣㝢挳㙤挳晢ㅡ晢愶ㅢ换扢㙣攲戲户㠰㉤㘳㔹慤愷㘵敦搰㡣㐲换摥㈵捡㘵ㄹ敦搲ㄵ㔸挶ㅢ㜱㘲搹晢㙥ㅢ扥搰搸扦扢戱摦㘸换㍥〰搶㍢㤸摢㝢ㅡ昶ㄱ慤㈸㌴散ㅦ㐴戹っ攳晤慥〲挳ㄴㄸ挴戰つ㌸挹〵戳㑡㘳晦攵挲〶㝡㈱㈱戵晤ㄳ㥣㤸㥦ㄲ㝣〶攰㔷㝤〰改㑢愷戶昷搱搶ㄵ搴昶晦㈱㝦㘱㙤晦㤲㈸㤷㜵㌵㐸搳扡㕣㙤敦て㠴㔸昷ㄵ㑥㜴㙤て散攰㈴捣晦攰挴晣㥡攰ㅢ〰扦摡〹搰㘵㐷て㑦㍢扥㈷㝦愱ㅤ㍥㡣ち㙥㍢㜶〱㑢㠱ㅤ扢〱㈱㜶㔴㠰㌳㘷挷摥挰㡡㍦㝡㔰扥㤲愰ち挰慦〶㠳攰戲攳㍦㕦㜹㡤㤲搵攴㉦戴㠳㉦改㜰摢㌱愴搸㡥ㄱ摡㡥摥攰搴㜶愸愸㤳㥤搱〷搸㌲㔵昹扦戵つ㍥昷〰㔶挳っぢ㙢㑣扦㈲ㅢㅡㅣㅢ㜲〳搸㝥摡㠶晥攰捣搵㤸㔱ㅡ扢戵ぢㅢ㤸〰慣㜸㘸ㅢ㙡摤㤶㘰㍢〰扦㥡〴㠲换㐳ㅦ㘸敢ち㙡捣㡥攴㉦昴搰捥㐴戹㙡捣ㄴ攸㈹㠸搴㜴㙤挷〰㜰㙡て〵收㘸㍢㜶愵㝣㉤挱㙥〰㝥㌵慦搰㡥㌷㍣敤ㄸ㐸晥㐲㍢昶㈲捡㘵挷㈱挵㜶ㅣ愱敤ㄸ〴捥㥣ㅤ㜱㙤挷㘰捡敦㐳㌰〴挰慦㜸㜱敤昲挷换㥥㜶っ㈷㝦愱ㅤ㐱愲㕣㜶㔸挵㜶㌴㙢㍢敡挰愹敤㔰敤㑥㜶㐶ㄸ搸㌲㌵收㜹㙤㠳捦㕤㘳愲捣戰戰挶㌴ㄴ搹㜰㥣㘳㐳慥挶㜴㙡ㅢㅡ挱㤹慢㌱㑢㌵㜶㕦ㄷ㌶戰っ㔸㥡㘹敥㐷慤晢ㄳ㡣〴昰慢搳㐰㜰㜹㘸㥤戶慥愰挶㡣㈶㝦愱㠷挶ㄲ攵昲㄰㉦㍡ぢ㙡捣搹摡㡥昱攰捣㜹攸〲㈷㍢㘳〲戰㘵㍣昴愸戶愱挰㐳㤳㤸㘱愱㠷愶ㄴ搹㜰㤱㘳㐳捥㐳㤷㘹ㅢ愶㠲㌳攷愱慢㌴㜶㥡ㅢ换㉢㈹戹㈲扤ㅦ搹昳㕡㝡㝦愸愹慥㌰ㄴ慦慥㠴㜰㥦㐳攰捦㘰慢昱づ愸ㄵ㥡昰㜳㠷㌰㡡づ㥥〵愵㔵㥣慡㙦昲㌵〴慦晥㝦攰搳㔹づ㐲㘶㡡ㄷ〱㜲〷㘱㌶㔳㔰挶㙦つ愷攲㍣愹挶㝦㥦扡つ㔰慥ㅦ收㤰㠷戳㘹㤱㤸敢㤶戸㑢㑢㜰慡㕦挳ㄹ戳挸㌳愵㌸昱ㄵ昹㜹㤴戸㕦换ㅦ散㤶㝦搰㉤㔱挳㜹㙤㕥晥ㄱ㉤㝦〸㈵㝥愹攵て㜵换㜳ㄶ㥡㤳愸攱散㌳㤷㔲敢戴晣㘱㤴攰〴㤲㌴昳㜰㤷扣晡つ戰ㄲ愸㥢㡢㈲挸〹愴㄰㙥㉡㡡攰㌳㥡戰挶ㅤ挱愳愹㤴㤳㐸㈹㜰ㄳ㔳㥣㍦㑡㠶挷戸㌲慣攱㕣㔱㑣挴㝦㥦攲㥣㑦㈴攲攴㜹㔹㑢㈴摣ㄲ慦㘸〹㜱㌱愷㜴昹㈲慥搷昲㐹㑡扣慥攵㔳㙥㜹㑥挰㜲ㄲ㌵㥣㜸攵㔲敡ㅤ㉤㙦㔱㠲㔳㈷搲捣戴㕢晥㝤户㐴つ愷㐷㜹昹㡦戴晣㝣㑡㜰㠶㈳昲ぢ摣昲ㅢ摣ㄲ㌵㥣挵攴攵㍦㐱㑡扣㝣㔵㤱晢㌹愳ㄱ挲㤵㐵敥攷㉣㐷〸㔷戸摤摦挲っ㌹慢ㄱ㘷戶㌲挵〹㡤ㄸ挳敢㑣㥥昰㕢挳挹㡢㘴㡦晦㍥挵㐹㡢㈸扢愴㈸㝢㑥㘴㠴㜰㜱㔱昶摦㘸挲㐵敥散㍢㤸〵㈷㌳㤲㝤㐶㌲㜴㜲㌵昹㕥戰㕣昶㥣戳攴戳攷㕣㐵㜲㌹慦㈸㝢捥㕦㠴昰戳愲散㌹愷ㄱ挲戹敥散㤷㔰㉢攷㌰㤲晤㔲愶㌸㝤㘱㐶收〹捥〹ㄳ㌵㥣慡攴戳攷㡣㐳㈴㑥㈴㥡㤳つ㤱㌸挹㌹ㄱ〹㑥㉣㐴㐲㉡ㅦ㈷ㄴ戹㤴攲㐴㐲㡣㌹愳挸㝣㑥㉥㠴㜰㝡㤱昹㥣㜰〸攱㌴户昹愷㔲㉢㈷ㄸ㘲捣㘹㑣㜱㙥㈱挶㥣敥㥣㠸㌱㥣㐷㐸昶昰㌴㕥ㅤ㠲㤴㈸㍢戹㈸㝢捥㈹㠴㜰㔲㔱昶㥣㘷〸攱㐴㜷昶㘷㔱㉢攷ㄵ㤲晤搹㑣㜱㑡㈱搹㥦攳㥣㐸昶㥣㍥攴戳攷戴㐱㤴ㅤ㕦㤴㍤愷ㄲ㐲㔸㕣㤴㍤愷ㄷ㐲攸㜴㘷㝦㍥戵㜲㍡㈱搹㕦挰ㄴ㘷ㄲ㤲晤㠵捥㠹㘴捦㔹㐳㍥㝢づ晥㈲㜱ㄱ搱ㅣ昷㐵攲㘲攷㐴㈴㌸挶㡢㠴〴㡦㘳㝢㉥愵㌸愶㡢㌱敤㐵收㜳㥣ㄷ㐲㕢㤱昹ㅣ晢㠵搰敡㌶晦㜲㙡攵㔸㉦挶㕣挱ㄴ㠷㜹㌱收㑡攷㐴㡣攱㤰㉥搹㑢昰㌸㌲㡢挴㔵㐴㜳㔰ㄶ㠹慢㥤ㄳ㤱攰〰㉣ㄲ㘲㍥〷摥㝣㡡㈳收㈱愸〵ㄵ㑢㔴昲㤸搴㌱挷㝣㔵㔳㔹扢㘳攵愱愳㝢㕦昳昶㜳㝦扢昴㑦㐷㡥晣攰摢敢慦晦搳㝢㤷㍥晦敤㘳㠹㤱捦慣㕥晤敢〳㔷㍣晦户慤搲㉢㉢ㅥ晡㙡摡捡㤳㐲ぢ㑦㍡㉥㍤㙦㥦㐹㈷ㅤ㜶散㐱愱㔹晤㠶昴攸搱戳攷摥晤㥦摤㝥㔰攰搴攳ㅥ㔶敢搶㙦搷愶㘴㤴㘴〳搲敢㑣㌸昷〵㌸㕡捡㤴攸㕡㥣攰㘶扡㡣㡣㈵㕣ㅣ㈱㠵敢㝡㥢㑢挶㍦㜲摤㠰戴㍥〲ㅣ〷㠵敢㐶㥢㑢㐶戹ㄲ㉥㡥㜶挲戵搲收㤲戱㡣㕣〵㜶ㅤ慥戹㔶ぢ㔷つ㠷愳㉤敡ㅥㄹ攱㑡捣㌸㐶㥢㜱㤳㤸愱㘴㔴㉢㈹㔲㐲㜳慤戵戹㘴散㉡攱㑡㘹慥㕢㙤㉥ㄹ愱㑡㜲攴㐸㈵敥戹摤收㤲㜱愸㐴搷〲捤㜵愷㜰搵戴攰摦ㄶ㜵㡦㡣㐰㈵挶㜲㈴ㄲ㘳敦戶捤攰戰戱㐵捤戰㐷愲攲捡挲ㄱ㐹捣戸搷㌶㠳挳挷ㄶ㌵㐳㐶愴ㄲ㙦㥣愰捤戸㑦捣㔰㌲ち㤵㠴㡥愳㤱ㄸ晢㠰㜰搵㥣㡡㝦㕢搴㔸ㄹ㝦㑡㡣攵㌸㈴㘶㍣㘴㥢挱㐱㘳㡢㥡㈱攳㔰㠹ㄹㅣ㡦挴㡣㠷㙤㌳㌸㜸㙣㔱㌳㘴㍣㉡㌱㠳攳㤲㤸昱愸㤸愱㘴っ㉡〹ㅤ挷㈲攱㝡㑣戸㙡㌸㔴㙣㔱㘳㘵昴㈹㌱㤶愳㤰㤸昱㠴㤸愱㘴挴㈹攱攲挸㈳㕣㑦搹㕣散攰㘵戴ㅢ攵㡣㜶㘳㈱㔲㡤愷つ戳㑦ㄷ挲〱㠵㠴㠰敥摣ㄵ晢㜳攱ㄸ㔹挸愱搸㠵ぢ㘱晦㈲〲㝢㙤㈱散㔷㐴㘰㍦㉡㠴㝤㡢〸散㍡㠵搰㔸㐴㘰㙦㈹㠴㔸ㄱ㠱ㅤ愴㄰ㅡ㡡〸散ㄳ㠵㔰㕦㐴㘰㉦㈵㠴㘸ㄱ㠱晤㠶㄰㈲㐵〴戶㘴㈱㠴㡢〸㙣扣㐲愸㉢㈲戰㌹〹㈱㔴㐴㘰〵ㄷ㐲戰㠸挰㉡㈷㠴ㄱ㐵〴搶㌲㈱っ㉦㈲㌰敥㐲ㄸ㔶㐴㘰愸㠵㌰戴㤰搰敢晦〱㥢㠳㌴㍦"]
["Decisioneering:7.0.0.0","Decisioneering:7.0.0.0"]
["CB_Block_7.0.0.0:1","CB_Block_0"]
["㜸〱捤㔸㑤㙣ㅢ挷ㄵ收㉥戹换㕤晥搸㡡㉤㍢晥㡢挳㈶㑥㙣㠷捥㐶戴㉣摢㐹攱挶㈲㘹搱㐲㙣㐹㌱㘹㍢㐰㔰㉣㠶摣㔹㜱慤摤ㅤ㘶㘶㈹㠹改戱㍤㌵愷ㅥ㕡愰㤷愲攷ㄶ㈸搰愲愷ㄴ㘸搱㔳㜳挸て㜲ぢ㠲攴攰㈰㠷〴挸㌹愷〴挹㝢戳愴㑣㔲㜴㘲慢ち攰㤱㌸㥣㤹㌷敦捤捣㥢昷扥昷㠶〹㈵㤱㐸㝣〷〵扦戱愴戰㜱慣摥ㄳㄱつ慣ち昳㝤摡㡡㍣ㄶち㙢㥥㜳搲扢收㠹㈸〹ㄳ㜴摢〳扡搰㙣攱扤㐹つ㝢㥤㜲〱㤳戴㐴挲㌰㑣ㄵ攸㈸〴㍦㔳㠳㡥㠹㕣戹ㄴ㔴㡤㑡㜹戹㜹〷愴搶㈳挶改㤹挲慤㤸昷㔲愹㘴㤵慣搹㜳戳攷慤㤹㌳㠵㑡搷㡦扡㥣㕥ち㘹㌷攲挴㍦㔳㔸改㌶㝤慦昵ち敤㌵搸ㅡつ㉦搱收捣㙣㤳㥣扢㔸㍡㌷㌷攷扥昸攲挵ㅣ㉣㥤㔸愹㤴慦㔲扦〳昲㜶㑢慡づ㔲㤷㉡攵ㄵ㑥摤摤㤲愹愱㈲㑡㔵摡昲㔰㘳㤴㜲㉦㕣戵㉡㘵昸ㅦ搲ち昴㉥㔸换昵㍡つ㠵ㄷ㜹敢㕥搴挳昳㤹挱㜲慢㜹㡢昸㕤慡〷㜲㑢㐶㜰㡢昰㈵ㄲ搰㝣㜰㔳搰ㅢ㈴㕣愵搸搳㠲㕡搷㜳㔲㜰㤳挹搳㤳ㄶ敡㉢挹㕡慥㤴㉢㙤挲㈳㈹ㄲㄷ㜸㘱搲㙣戹㤲㌵戴ㄵ挹㈳㐷㔱㍤㑡戶㙦㉢㜲㑤摣㘵ㅡ㉢〳㉡摤㠴㙡晦㄰㘷㐱戲ㄶ㑡㑡敡㙢戰戸㘱挶㉣捣㔴㙤愲摡㑤搵㙥愹戶愳摡㔴戵㕤搵㕥㔵敤戶㙡㝢慡㝤㐷戵搷㘰捥愰ㄸ改戴摡㉦㌷㥥㝥敥戵㝦扦㝢戲昶摢扤㤷扢㕦㝣摣晡㈶㠷戲㤶攰㙣搶ㄲ㡤㜶挹㄰㌴㍣搳㠳敢㌲〷戳戵㈰扥㡡㉡ㄵ㉤ㄳ敦㘹㌱㜴攸愶づ㉤戸扦㕣㔰㘱㘱㐴㌷愳㉡㠹㐸㍡㔸㈱㥣㠶㤱〹㤳㡡㤲㉢㙥㈱㘷㕥㡥つ戸㌳晤ㅥ㐸㤸㤲捤㈱㈹㔹㌹㄰㑢㔲挰昵㤲愹戸㌶昴㐹捥㝣㤵㠸㜶㐴㥡㍥㍤㌱㜶攵愸㌷戰戲㥢㤱攷ぢぢ㐴搶㌸敢㜶㔰愳扢㈵㐷ㅡ㌲ㅡ㠶㥥㠷㑡㐲て㝥挳〲㤷捤㍤昰㤵㌱㤱㘸㈲ㄱ㘱〹扥愰っ㘸戹㝤搰㠱㉤㔶㔹㐰扣㜰㤷㉥㌷户ㅦ㠴扥摡户攲㉡㈷ㅢ攰㤱昷㐴㥦戵㘶昰敦挷㈱〹㄰挹㥤㜳㉦戸愵㤲㌳㌷㐳㘶㠹㠶㉥昰戰ㅥ㌵つ㍣戹攰戶ㄷ㍡㙣㐳扡搸扥〰晣㐷扡㑤愳搷愱㜲㈸攷㌶〸㕦愵攰戶㝣戱㍡敤㔶ㄸ攷搴㈷ㄱ㜵攴〰㈲昴攳愳㠳㘲㠱戳〰挷㡦㤵㠹愰昷摣户攸挶ぢ㤵㔹㌷㜴挴搱挹挴㝡〴愲㡦㡣搳敥〹搹挶㔶〷㐸愳㐲敥昴昸㌸㥢㌴晥昹㑤㉦㈶㍦㌱㐶〶㔰㘳捤晢㔳ㄷ㌸㝤㘳㡢扡㙤㐷昳㄰愶搶㈹搲户㥤㌲㈶挵晢〲〸㘲㠲㠶㜲㝢挵㘰挵㙢慤㔱㕥愷ㄸ攴愸㈳㡦㝡〰㐹ㄴ晣戱㐵㐵㜱ㄹ㔵て愸敡㍣㌵㍣敡㕥搹㡣㈸㜸戳〳晢㠵㘸ㄳ昵ㅡ攸㐹〷㐷愶挴㙢〲攱昰挸昰〲㙢㜵〵㝡㉤㘷晥㈸㘵摥㔹㈷戰愶㜳㥤㌹㌴㤵㔲㤳㠹㔴㈲㠵〵挲㘸㌲〹慥㍣㌳收愸㌲㘴愰㙣㌱㡣捤㐳㤶㠳攰㍣晢㐰㑣愳收㠵㝣㤳㈰㘳㉢晥㉢㠷㐶㝤挵扡〱摡〳㉤昹ㄴㅤ㐹ㅤ㐷㤴愱㡤摥戳ㅡ㕣㘴㈲㥥挶㈷ㅡ搲ㄹ摡㉤捥㍥㜵晦愳㐸戱㕢㤶昱搳㑥㔶搵晤晤搳㕦㔹〷捣扥㑡㐲挷愷晣㠷昵㠵㍢㌲搱戳捤〳㔸ㅤ㠴㉡㤳搰扥〴㜴扢慦㈶㌱㔱㔲㌶㤵㥥戶攱㌹㔱㕢㙦㔳㙦戵ㅤ挱ㄸ攴㔷㠶㠱㙡㐶ㄸ晤〵㝣晥っ㌳㝦㡦㈹㠵㜹〸慢挳㔰㘵㌲㤹ㄸ㍦昵㡣㜹㔴昶ㄳ㈹㐴搶㐹㥢摣㡡〳ㄸ攰㌲搷ㄸ㜱ㄶ㐸ぢ昲戲㜴㍦㉢㌳㉡㉣攸㐰㜴攲㔳㌸戳〲戶〹㌶扦敥㌹㤴ㅢ㌸㔰㠷散㉦〵㐹㤹搰愵㘷ぢ〸㍢挹㠴愶㘵㡤㐹㙢㉤づ㘴㥤攸㙢㜰㌸扢㕣摣㈶晦慢㔷㉦扥㡣搹㘳㈶㈳㡦㜷っ㥡收ㄳ㔰㘹愸挹㠷昶㠶扤挰㜴㌰愸户搹挶㔵㔰㈵ㄵ㜱搲㈳㉡摣㡢ㅥ摦㍥っ㘱㤴〴㠷攵㜸㡤㔳〰㐰摥〰ㅣ㤰㘷㐴㡥㈳ㄳ㈹㤲改㠸㌴挶㈱㌷㉣扡户㍣扡㠱攰晤攴㜶ㄲ㘴㙤㤵慥㠸㤸㡣晡挷户搳慢㙣㠹㐵㔵㑦㜴㝣搲㍢㌱㠱ㅣ㔳㙥户㘹〸搸挵〱挲㝥㙣ㄲ敢㜴愸㌳㘱㡦㜵搶攵㉤扡㔸㝤ㄴ搰て㙥㉡㉥㡡〴㍥挵㔰㜴㔵㠱戲㌳挷㔳搰㈵ㄲ扦㥡晥㕢敤敥㥢扦㜹ㄹ㕤㔱〱〷〱ㄷ搱搰ㄹ㜷〲㤰㤸㥦攴㐷挲昲〱㑣扦慦挳㤳挵敢昸戴㑣㌸ㄸ㌶攳挲っ〶捤搸昰㠶ㄲ攱搸㕢ㅥ〵㘵㐳㤴㠹攳㡢㜵㝦㝣ㅤ摡戸戴㐱㌴㘶愹挸改戱㐰㈰捦㡤攸戴挳扢搲㍥〳㑣㝣挸㡤攰㉢㌳扤㡥㐹戵㙤㐳㤲ち㍤㉣㡡㜶ㄷ㐴㑤摣ㅦ㐲㙢㉡挴㘷㤲攴捡慣㠵㙣㈳㤴㍢搷〴收㍡㈸搰㑣愷昱ㄸㄹ昸挸㌲〷㔱㔸㥡㑤㐲㐳昴㉥㑥搲㔵㥣㤳㙥扤攳ㄶㅤ〸て晤㠷㕢づㅦ㙥つ㑥攵敢捣㤰ㅤ㔰㘱㍥戸捤昸㕡㤳戱㌵㝣㈹散㤱㍤搱愶㌴挲㤷㔴㌶㠸㥦㠳搸〶摢㑦㈶㐷㕥㑢㝤扤㈳ㄱ㌳㘲㤹㉤敢㍦㠳㔶㜲㠱户㘴㑦昹ㄴ捥㡦慦慣㝦扤㜲晣昳敦扥つ㙡㝦戵摥㜲㕥㝦晢㜷㌵攵㤳㍥攱挳改搵㕦晦昳㑦㙦捤晦攵㥢㐳㑣昹㡦㔶搲㌰㠰㍣㔰昰㥥㠲㠹㝢摤㉤散㙡㜸㤱㑦戳㙥㙣ㅡ搸㌶㕣㐰㈳㐸慣㥣戴摢㘸挳愹慢㜹户挶㍤挷昷㐲㡡愶〳㈹㉢扥㍡慦搱㔵㐸愲㔶ㄸ扥㜰㔹㤸㜷ㅢ㥣㠴〲㘳㑤搸敡敤ㅢ改㐹㙦搱摣戲ㄷち㔸㐶攲㈵戶昷扡〸攷㜰㜳摤㈰慣㤱㡥㜸ㄴ摣㐹晥攸〱敡㠱ㄲ㠳㤷慡愸慡㘲愸挶づ㍤㈲愱㍦〳愲昲㐳ㅥ昸㔲〱㜲㉣㔵愲㥡㝡ㄶ搷㠹挱っ㔱敥挱ㄳ㉡戴昱㥣晣つ愱㥦改㈶㈷〵散慤㡣㑦㈶㌰捦〲㡦㠲昹㠴㜴㤰㤳晤〶㜶愶㌰㌶㘳愸搶㑦㐱戵愷㔲戶㠷昲㌷晤㌴㡣㍤〶㘳戱㍤て摣㘲ち㐳㌹昲挸㕦ち捣㈲戴ㄴ戹〲づ㥤㠱㙡㔰愶㜰㈵昴㔹昳㜹愸昲㐹〵愷愲ㄳ敡ㄶ昶攷㝤扦㌰㜰㈳愱扦㠰㐳㈳㍦㙢攸㌳㌰㜴戲㌴㔷戸㐱〵㈵扣搵㉥㍣㕦愸㌳㥦昰㐲㠵昸慤㉥扣㥢ㄸ㉦慣㤷捥㕢㥢扥〸㤴て晡扥昱㠷㝦㥣㕡晢慦㝥愷昶昷攵搴晦㑥ㄵ㍦㝡㐷㜹扦㑦ㄸ晦戱㘱㙡戰㔵つ㜷昷昳㐹戸戰㉤愳㉤㡥㍦ㅦ慥挰㜳愰㠷扡㐸㐲㉡愵㐹㙢㑦愹㉦敤㑣搶〰㥢昱捡戴昷㘰搷晦㠷ㅣ扣摢㔱㘸㝤ㄲ㐶捣㜳㈸ㅡ慢㜱㜸挵㙣㜰〱捦㌱㤶戵㘶戳〸愶㡤㍦扥㝤昹摢搹㕦捥㘷扦〷愱ㅢ㜸㑢","㜸〱敤㕣㕢㙣ㅣ㔷ㄹ摥ㄹ敦慥㜷搶㜶散挶戹㌴改捤扤㕦ㅣ㙤攳㕣㝡㈱㠴搴㤷摣摡㕣㥣搸㐹愹㑡搹㡥㜷捦搸㤳散捣㍡㌳戳㑥㕣〲愴㔰㕡ち㔴愸攵〱㕡ち㔴ㄵ慡攰〵愹㈰㔵㉤㤴〷㈴㈴㄰㙡ㄱてㄵ㔲㈵㤰㑡㠵〰〹㠴㈲昱搲㠷㡡昲㝤㘷㘶㜶㘷㜷扤㘳㘷搳㠲㠳㍣挹晥㌹㜳敥攷晣搷昳晦㘷㤲㔰ㄲ㠹挴〷㜸昸㉦㥦㈴ㄳ㔷㑥捣扢㥥戰㜲愳攵㔲㐹ㄴ㍣戳㙣扢戹㘱挷搱攷て㤸慥搷㠱ち改扣㠹㜲㌷㤵㜷捤㐷㐴㈶㍦㈷ㅣㄷ㤵㔲㠹㐴㈶愳愹㈸㘷㈷晣昵㠵㉦ㅡ㕢㜵㈷〱㈶㐷㐷づ㑦㥤㐰慦ㄳ㕥搹ㄱ㥢〶㡥晢㙤㜷づつ攵㠶㜲㕢户㙤扤㈳户㜹搳挰㘸愵攴㔵ㅣ戱搳ㄶㄵ捦搱㑢㥢〶挶㉢㔳㈵戳㜰㥦㤸㥦㉣㥦ㄴ昶㑥㌱戵㜹敢㤴扥敤慥愱㙤摢户ㅢ㜷摦㝤㔷㌷㠶㑥ㅣㅡㅤㄹ㜷㠴攱㝥㐸㝤愶㌸攵㙤㘳愲㘰㜲㙤㐲㌸愶㍤㥤ㅢㅤ挱摦挸晣昱㜶㘷㙥㘲㐶〸㡦㐳ぢ㐷搸〵攱㙡㘸搸㘵つ扢㙥挵㥡攵收㘹搶ㅥ㉣戵愰扢㕥捡ㅡㄵ愵㤲㘶㠵扤㘶慣挳搸扢㤲㍥摦㙤㑤〸摢㌵㍤㜳捥昴收搳搶㈴㍡㉡昶㔸挷㕣㜱㔴户愷挵㈱摤ㄲ㈹㙢㙦挵㉣㈶晤㈷搱㜱㜳搸㐵㜴㘲㜲昹戹㘱搷ㅡ㥤搱ㅤ㌹㈳㤷ㅢㄳ㔳㜷㡦㔳愸慦㝢㝤敢㝥㌹㜵㌹〲晢扣戱㜵㍤㤴ㅣ搷㥤㙡捤挱搶㌵㠳挵搷捦攰昶搶昵㈳㝢㔴摦收搶搶㙤攴㔶搶搷㔶扡〲晡㤶㍢㡡挵㘸㘹㠲㑥㠲っ〱ㄱ愸㘵〹扡〸扡〱㤴攴扦挰㈵搱㠶㉣㔲昳扡㥡㥦㔲昳〵㌵㕦㔴昳㐲捤ㅢ㙡㝥㕡捤捦愸㜹㔳捤㥦㔰昳㈷㔱㈷㝣㌲㥤㥤㙡昰晣攴搶挷摥摥搱晦㠷攱攷晦戶昳㠴昶敦愷昶㜵慦㐲愵㈳挱愴挶ㅣ晤㌴㐸慤㐶挵㕢㜲㥢昹㘷㜱慥〰㔳ㄸ摢㡤㍢㡤愱愱攲昶捤晡㔶㍤挵㘵挵㈰扦㡥㔰晡㔰户摢戸摦戴㡢攵搳ㄲ㜷㔷㡥攸慥愸㙤摣㘰㔰㌶㔲慥搸㐵昷㡡㠵ぢ㈷㍣摤ㄳㅢㅢ换㙡㥤㌴㌵㥢〰㕢〹㔷㡥㜷㜵㘳戳攳㝡愹㈲㠶捦㤸㝥昱㔵つ挵搶戸㔳㥥㙡㕤扡挷ㄱ愷慡愵㑤㌳ㅡ㠶㔰㥢㤳㝤㌷慤搲㉦昲攷㌵㌰㍡㔳㜶㠵㉤愷㌷㘸㡤㥢㠵㤳挲㤹㄰ㄴ㠹愲㈸㤷扡㤶㐵〱搷てㅥ戶戱㔰㜰㙢昱扡㘸慥戱晢㡣〷㘶ㄶ㐵捣㜷㔶㌸摥晣愴㍥㔵ㄲ敢敡慡昸㘳愲㘰㐳㕤昶㥥㜲愱攲㡥㤶㙤捦㈹㤷敡㑢㠶㡢㜳㍡㈴㑤昱㘰戹㈸㤲挹㠴ㄴち㄰戸ㅤㅤ㡡㤲戸慤㌵㉦㐸㐴㐴㔰㑣㐶扥扣㥥散㜲㐷戱㍡慣愲㈴㐸㤳敡つ㡢㜴挶昹㑡ㄹㄳ挳㠱㤱㌵㔱㝦㜰搰㕢ㄶ改戶㡡戹㡦戶戲慡昶〷慢摦㍤㈷㙣㙦㥦㙥ㄷ㑢挲㠹搵㝥ち㘷愴昵〲愴捥㐳㈰戴摣㍤慡㍡攵㡣㌲㥦㍡㙤ㄶ扤㤹昴㡣㌰愷㘷㍣攴㐱㐳㘶㌲摣摡愶㐷扢っ㔹摡㙡㠲㝥㠰㙣㌶㤱㕥挳㑡改㉣㥥㐴㡡搲㈹㠶㤷敢〴㌹摢搵昱㜲户戱挷㉣㜹挲ㄷ捡扤〶㌰攲㙢㌵㠹扥ㅥ㤲愸愳ㄷ㝣㠵戱挶ㄸ〵㤵敡愶敤捤搷昸戶㠹㑢㝣㈲㕡㤱〵换㑥ㄶ㔰ㄴ搴换㠳ㄸ㕥〳搱㌴㐸㠳昸捡ㄱ㈲㈲ㅢ挴㘸㜶昴㕣㑦㘴慣ㅦ㈳㈳㔰㍦㑡㠴慣扤戹戵㡣㈰戱㌷ㄳ㈹ㅢ戵攴挷ㄵ㘹戶㤰㉤敦㑢戳戵搸㌸㙤ㅤ挱㝡㠲换〹㌶〰㈸㝦㠱㠴愳㤴㐳扡晥搱慥挰扢㜶㈵挱㔵〰㤰㑦ㅡ㘵㑥㈰慡㘸㐳㉤挵㡥㘴扤ㅥ搸挹搲㈸昶㐵ㄱ㉤攳慡㥤搹㘳㐹㐴〷㔶攷昲搰戵㐹愹㘳㙦㙡㑤㥢搱攵㤰㈲㘳慡㐶搷扡㐸搵攸㐶戰㙡㥢㝡敢ㅡ㌴搵〶〸慥〵昰ㄵぢ㡤摤愵㔹昳㌴㈷㉦〹㤳挸㌷㠴摡㔴敥〱ㄱ搳晣㡦ㄱ㜰㑤㐷㤷ㄵ晢㤹愶攰愰㜱挹摢捦㥢㕡昳㜶㠰昴〶㥤戹愲㜳攸㉢扡㐰ぢ晡㍡戰㤷昲挷㤶晡攵〶ㄴ㙢㌷ㄲ摣〴搰愰㕦㜸昲扥㔰㉦㠱㌴㠹慤〸收㔶搳攳㈲㉤摣挹昹㔹㈱戵㑦户㌱愹㍢搳挲㠳昷㘲晦ㄸ散攰戲攳㠸ㄲづ戴㐵㤹挱戳换晡晡㑣㜷㡦㔳戶㤸扦㘲ㅦ扢㤷㠴㘲㐸㈶搵㡥㐴㠳㝤ㅣ㘳㘷㐶晣㑤ㄱ捡愱晥摤摡㕡㐸㐴ㅡ搵㤳ㄷ摢挵㥦㉤㔷㈴㐹ㅢ㤲攴ㄶ㙣慢㜶㉢〰愴㠴昲晢㤶ㄲ㘵㤰搵㌶挹㙡昵搶㉡扤㝢㌱㈷㤳〶晦㘱㤳ㅣ改昲㥤戵㈳昰ㅤ戸㍤搶㠴㘹㔵㠵㐵㤷㌵㉥㥣〲晣ち㘶㐹㘴㝤㤷㉣㐵捤㡡慣戸㐴㘴㐵㐷㐷搳㔹㍡挶户㈶改愴㐱㑡挴㜲㝢㙣㘱捣㌹扣㐶㔴㜴㐱㔲愸挴戸㠵慡ㄲ㠸㤴挷扡㉢㈲愶つㄱ㤳挳挶㘹户ㄳ㙣㈶ㄸ〲㐸晤ㄶ㤲㘶愹ㅢ捦㔰㔸攷ㅣ摤搹昹㝣㈲㐳㌴㐸昷攰㥢㉤㠵搵㌶づ戳㥤攰づ㠰〶昳㠷捥挷ㄸ㐲㤴㈸㡦㄰㈲慤㈵捤㌸㙥㡡搳愴㠱㔵〶㠲㑡愳ㄵ搷㉢㕢㡣㉡昵ㄸ㘳攵㐳㘵㙦捣㜴㘷ㄱ㠵敡㌷㠲挴晤㌳挲〶㜵㌹戰㝤ㅡ昲捡戳戳愲愸ㄹㄳ攵ち㐴摢晥戱攵㜰㈸挷晡㘰㑢捡㜳戹慡攰㘹敦㙣㡣㉥ㄴ㜹㈲㠶慦㤵㥥搸㈵㜹扥㜹攸敢慤敤攸愴改㤵㐴㤷攱㌳ㅤ搳ㄹ〳扢㠸愸㐱戱搳㤸㥣㜱㠴ㄸ敢㌱昶㍡㘶戱㘴摡㠲挸㠰㡤挹㐰摤〱㌱㡤〸挱㜸㤹昱扦戲摤㘳㑣㍡扡敤捥敡っ㈶捥慦慥㝢㤳㈱㤱㤴㌱㘲摡㉥㠶㤱㔸㘴扡搷㤸㤸㈹㥦㐶戴戶㘲搹㝢昵㔹㜷㔹㘰㠵㐴敦㍦ㄲ㌵㡡慡愸慡㤲㔱㌳敤攲㠷〷昲㐴㘲ぢ㝥㐹〲㠹慢㐴㡡晥昲ㄸ敤㑤扢㍥㠸捦搰㑥攷㥣扡ㄱ㌹慡㘶㜶挴㑡㘱㜲慡㜶ㄷ摢摣つ㜰敦摥㘳晢㙢㔱戹㡢㡡㔷愷攸攱㡦㤱昱㤲㉣慡㐱㄰晡攷㔶昹愴挲㍣㔲づ㌸㄰ㄸ攷㕢㈳昹㘵つ㔹㠷搴户慡㤶摣㠳㈸㔲户㜱㐰㥦ㄲ㈵挴愲㉤摤㕢攵扦搰㡣戵昴㤲ㅢ㤴㡤㤶㉤㑢㈷㘹㤱㉣㈷ち㍡㈹㜸戸攲㤵て㥡戶㘶〰㐸晡ぢ戲昴㌳挸搲捦挸慣㙥攳㈸挳㠲㌲捤扥捡搳扡㘳㝡㌳㤶㔹挸昰㠵愱扢㘵㐱㤳㘰㜲㑡摥昰〹㘵挶㐰㠳㌵㝦っ㈶㥢㥢〳扡㜳㤰愳摣㍡愲ㅦ㤴慢㉡㘹晣㔱摡㜴㉣㐱挰㐸㉦愹戶〳扤愵攴捤〸㠸ㅣ昹㥣て敦㕦㥣晦㍣㜲㝣扦ㅣ戱ㅥ㐳㈲昰〸㐶㠴㍣摤摢㘹攳㤸㙤㝡挰ㅥ㌱戶挷昴挶㕣愰ㅣ〰㐹㜹扣摤㈸戱ㅡ㘹㌴㔸搵ち搷㌴ㄷ搵愹㠹慢㥢换愳㝡攳㠶〵㡡㝤㡤ㄲ㔱㈴㡢㔵㤲㥡㘵㠱㌹㉥㈷㔵愳㐸挵ㅤ㙡ㅢ㈵捥㙤㕡摢㜷㑡㤱㡢㔰㑣㤲㘶ㄲ摡㑥㐹㈸〸昲㤲㍡愰愳攸慦㡦㈷㡦㐸戴㠶㌶㐰㤶㝡捡捦敢〹挲㠱晢㜱攵愴㈸戲挱ㅢ昸㝢㔵㤰㍣㕣昱敡㑡昴㌳晤㐱挹㜰愹㜴搸㠶㤵㔰搰㥤攲㌲㘱㘹慣捤搷㌰㤲㍢摢搵晥晥昶㐶ㄸ㌱㘰㐳㠶㐴㘲晣挰㘰㐳㌰㔷㈴㥡㑡敢慣㠷㕢㕤捤捥昰敤愰搰㙤㠹㠱〹慦㌸㈶收愴ㄹ㔶戳攴晢㘵㠳敡㘹㔱捡㔱捤ㄸ㥥㜲愱搲㍤捡昱㈰㈵ㄹ㕣㌳㡥搲㉤㠵ぢっ㄰扢㐱㙡扣攰㈱慣㕢敤㠰㈷㠳攵㠳ㅤ散㠸ㅦ㌶愱㜵㐶〹㥡㡥㈱摣晡㐵㤰㜷摡挴㈸〴愹㈱㥦㝦敥㔲㥥㝢㤶捦て㜷㈵挲㐴挰㐴っ㜵挵㔸て㐰㙥㌴㉡㐹㉥敡て㠳攵扥㘴㤳㐲慢㍢捣愳㠹搱㐳㤳捦昱㜰㠳㠷㜱慣㕥戲㑤〹㜷摣㍣ㄳ摡戴㌴扦捡搸㙦ㄷ㑡㤵愲㤰慡㌸㤴搵㔲㈳㉦ぢ㝣挹敢㝦㍥㌷挵散㑢戰㈹晢㜱㤴攲㤲㠹愴昶敤㙥敤ㄳ㘸㉥㠵ㅣ晡昰㘵ㅢ㠳㡦㌱㙥㌹ㄹっ㙢扡愳㐰晢㜰㜵敤昲㠲扣㌸〷㤱搶㤴㐵㔹㜶〰㜷昱慡ㄱ㘴挹㙤㤱㙡〷捡〷捡戴搹㈳㔹晢㑣㍦㙢㔹攰〸敢昴〵㕥㍡つ㘳愴㑤敥㘰㈷㠹昳㐱㘴昷晣攷攵㙢攲晣慥挰昸㔰ㄸ摦攵㈹㈸㠱㕤〵㈳搱攰㔶㙢㔶户挲挸㉦㉤㙦敤ㅥ〰㠵㈱㘰ㅡ戴愸改ㅢ㌸㈳㐸㉦㙥攰㌰ㄸㄹㄳㅤ㡤〶㔲ㄹ愳散㠷挳ㅥ㐸〳㌷昱㈰㍤㔹㠶ㄲ昲搶挸㑢㘱攱扤挴㐱ぢ㐷愰戲戳慥㈱㜳㕣昷㜰昵挵摥搰㤰㍤㕣㉣搲摣㠵㝦㙥㔹㘰ㄵ搷㌶㝣㜳㜴㑤挳㠵㉣戹㈶摡㜷搷㌷ㄴ〴ㄷ〵户㡣攵昶改㕥㘱㘶挲㥢昷㉦㙤戵㑢ㄲ愹㥦挳ㅦ戱攰攸戴㤹㤳㌶㉦愱捥㜱敦戳㈷敤昲㘹㕢捥㉢攵昲挶ㅦ慤㔸慤戳㤳㤳捣㈶㍥挰ㅦ昹愸㠹搴敢攸㜱㈹搳㘶〷㌵〷〹晢㤱㡦㉦つ〶㤰㡥愱ㄳ搸敥搵ㅢ〳愴㤳㌵つ㜴㈲〵挱ち愱搸搳ㅦㅡ愱㈸㍦〳㕡㐹㉣晥㤱ㅣ㝢晥ㄲ㔸㕦昹㈹㜲㠸㜰扣〷㘲㈴㜵㉤㔲㌱愸㤳㠲㍣戸摥挱换㈰晦㍦㔸ち戹㜹㐱㜶晡㉦㌰戳昲㕡㈳㡡慥㈶㡡㕥㙤㐶ㄱ〳戱ㄷㄴ昲收散㔷㡥㥡ㅦ昹戵摥晦攱㔱昳㕥㘰㤸㡦戴挶㄰㔴㘳㌰扥㙡っ㜴㌴ㄹ〳㌷愲㔸ㅡ〳昷戱つ攳昵扥㌱㄰㜸㍢づ㈲㘳㜱㘳㠰㔱扣ㄸ㤳㉦ㄲ㔴㡤㌸㌰㜸搶㕡㘷搱ㄳ戶て搷㙢㠵㡢挸㍤搴㤳㍢ち摦搳晡收散㜱摤搱慤つ㌲㝦慦㈳愰戶㥣㐹摣搷㤶㑤搸㘲攳㠲㈵戲搱〲㕥㠹搰㥦扥攲㌹㔹摡㉤㜵㘰捡㝦㝣㐷扤㤲㔱搲ㄷ攱ㄳ㔱㜸㐲㐸㝣㘶捤㡦昶晥改㤱挷㜶昱㕥㕡㐰慢㈹〶㠲摢〹捥搳㜲㐰昸㌶㜲㈵㘴㉤㍦扦㌹㠸て㤱捣搹㤲ㄸ搱ㅤ㘹敦戸㥡ㄵ㈶㝤挲㡢㄰愶㑦㝣换挱㤸挴つ〷摦㤸捣㌵㌸㌶攵攷㑢搲ㄹ㤸㡢㑣㕣㝡敦挲〰愱搲㔲㘵戵㘹㔷愶㝥っ愵㜳㠱ㄳ愹户〷㜹扥攴愳㈸㉦㌷㙡戵敤搴㙡搲㑣㔴〶㔱㈳㤴㔲㠸㌴㤰㐲愲㐷ㄶ㠶晥愵㤴ㅡ㐷㈲㤵〳㠸㠹愱㌵〶㜳㜹昲㕦ㄱ〲愲㝡扤慦捤㑦㔵戰㡢挰㘲攸㜵㙦昷散㑡慢㌳㔴㑤っ捡捡搳挷ㄱ㈴攴㌱㠵ㄹ㡣搲捡摣愳㐸㠴㑦㙡〸愹㈵㍢㥥㌸㐸㡦攵㠷搸㝣挶㑥㔹昴慡㘵慤摤㜶〵㜷㍣愰㘷搲㔲㘱搸慢㤹㡤愳愷㡣挶昹㔵戳㝥ㄶ㘱慦㥦慣㌶敡ち㡡愰戳散つ㌸㝦㈲捣挷敦㠱㔸㍥㔸敢㝡㙤㘳〹㜵㥣摤㠹〵昲〷晢敢敡ㄸ挶挶愸攴ㄸ㐸搸㈵搵捡昸㤷挰㈷搰㐴摡昳㡡㔶㑢㜲㉣㐵㘱㌴㍡攴慣づ戵㐹晦㌳㑥㉤㌹㙢㤲戵ㄹ戰慥搳晦挷㤱戱愸晥㔷ㄸ㘵㤳㈸扢㍦㐸昰㈵挵㐸挹愲挱ㄹ敥〸㝣搸〸搳挸㈳戰㈶㤳っ㙥晢愹〹㝣愲敡ㄷ㑢〹づて㔷戲昱ㄲ㐴戵㉤㙤摢慥㤶〲㤰㔱愰搴て㈰㠲㕡戶攷愴㥢捦戱改〷㤰扤收愰㔹㜰捡㙥搹昰〶㈶㄰摥ㅤ攰ㄷ㘶〶㙣㥥㘱攵愵㐶愱㜶㍤㜶愲晢㐱戴㌹㜴ㄸ〲晢㤰昰㍥慣愸㈳㘳〸㑢㡢㔹昰㙢愳扥㐸㈰㠹摡挱扤捣㌸㔲搱㑢昸㐰昵㌰扣㥡ㅥ戳㤶㠵戲昳㝤换㡤㜷㌱戸㜵戸㡤㜵ㅦ㍣㍦愲㤴㐳ㄸ㑣㉥攱挱㠷戸慦㡤㝢㔰㕦㌷㔸㥢换㥡敤㜹搷戲愹敦〳愷㑢ㅢ愵㥥㘴㌸㈶扦㍢捥㙡てㄱ㈲捥㐳敦攸搲㕤戱散慤ㅦ㜴ㅥ㝣戶㑤㤷搷㘰〹㡥戲㈵挴戹㍦㡤愶捡㍤〴昸㘹昹㈰挱ㄷ㠵晥扣ㅤ㑣扣㠰㘵㤱〱㤰㑥愴㜵㠰搶㔴晤摤㠵愸㕡攱搱㠲㔴㤸㔵扥㠳㜲敥㤲扦摡㈲昳㜰搴㤰㐷〸愴戵愸攴㔶㜸㠴㤰攳㍦㠷〶搵昱愷㤱摢㝡晣㙦㉤㌸㍥㤵扦㕣㕦戴晦扥㔰㜹㘸㈷㌸昴㐹㠲ㄲ㠱〵搰ㄷ搶散愵㔸愴慣㐹晢㐱㠴搷㜶㈱㡤攷㜷挱扦敦散㝡昳つ㍥晦搸愵㐸㐱㠸愲晡㔵㔰㄰捡㔵㍣ㅤ㕤挵㉣㜲㕢慦攲敢ぢ慤愲㡦㌲㤲㌳搱ㅣ㠰㥥づ㠵戴㈲㔷攵㈲挱つ攵㑦㤱〸㐵愲㙥ㄶ㝤㐴慣㙣㕢㐱〲㙤戹昳戲敤ㅣㄲ㘱摢ㄴ㌷㈲收ㄳㅥ㘹ㅦ昱捡㈳扤㌶㘹摦敤㥡昶戵㘲挶ち晣慤换㐲㌶㘰㐹晣㈶戶愵㐸㑦户ㄹ换㔷㥥っㄱ戳㙦㕦昸㝤㤴ㅡ㐴㤷㐰ㄸ扥㐵㑡㐲攲㐶㉡㕦づ㉢扦晣㑡捤㌹㡡〲㍣愰ㅥ扦㌲〹㑥㔶㝥㈲慣扣〵摦㕥挹㍡〹摥ㄵ攰昳㑥㔸㤹㠴㈹㉢㍦ㅥ㔶晥晢㤶つ搵捡㈱ㅤ晡㍤愷㐸㈴㌱戶慥戴晥㈳摦㘱昳㔰㥤㌲愸㍦扢っ㍦㥢㤲㔳〶㠹㑢㔲㠳㜶攳摡㠷㠳㉦愱て攰ㄶㄳ㉥㝢㐰挸晡晦㈱挲㝥摣㙥ㅡ搳㍤ㅤㅦ㍡捦㈱慣散㘸昲㡤㡤搳挶㘱〷ㄹ㥤挶㝥ㄷ㘷慡攲戲㈲ㄱ㤸〳㐹㝦㝦ㄷ㜱扦挷㤸㡥戵晤〸挳㘱㉡㙦㡢戴愷㍣㘴〸㈵愹㍣ㄶ㘲㌶㜱慥㐶㌳摡㘷㠱ㅣ㠸㐹㐰㈶戴捦〱晡㈱㤷㌵捣攸㈳晦㑢收㍥㠷㠴昶㈸挱ㄷ〰戲ち㤹㥤㜴㤰晥㈲㐰㙦昸摦㔱っ捣㐹㝦㠹慡㥣つ〷㡢㤲㤱昶㈵㌶㜸ㅣ愰〳㡥㕡㈵㈰挲慣昶〴㜲愲㠳㔲㜰挸㐱㥦㘴挱㔷〸扥ち㤰㑤㜱戲㑢摥㌵慥愹㑤捤昵㌵㌴㔵戸ㄵ㔲㡥㍤ㄵ㈴昸㤲㍡〷戰愳戵慤捣愳㜰昸昹㍥㠲㥡㜵摦改敦挶㜷昷昳㕣㜴〷晥摢㤱㤴㌴散㤳敡挷摡敢㡢㑣㐰㥢㕣晥ㅣ㙣昶㐵昴挳㜵搵㙣㑣昶昸㜱晣㌲㙡㕡㜹ㄴ晦㥥挳㑦㌹㠵ㄱ㌸ち㌵㙤〶㙥ㄶ搲㠰㉣㤸つち愸戲戴愷〱ㄴ攲㤸㜸搲㥥攱ㅢ㔱换晥戵㙦〴〹扥㈸挴敢㌹㈶㑡㐱昳㜰㐰攲㕡ㄶ㥣㙣ㄸ㤰昸㤷〵㈷愲〳㝥ㄳ戹㡡㐴ㄶㄲ昵㕡㠹㐸㑢㌲昷㔹㠰㥥㡥㕥捥㡤㕡㑥㍤愳ㄴㅥ㉥㍥晣昰㝢扤挹㠱㡤挹㑦摥搳晤散㍢扦㜹昷㤹户㍥戵昳慦敦㍦晦晣㕢㝦㝥收㡤昷㕦㥦摡昹慢ㄷ㕦晣攵扤摦㝢攳摤搵挶ぢ敡㉢敦ㅤ㜸攱散搰挹戳愷㡣㘳户敤㍤晢挰㠹㈳㐳攳㤷つ㜶㜴㜴㜶摥摣晦敢换㙦改㍢㜷敡㔵攵ㄷ㙦慦户ㄵ戹㕣づ㜸ㄴ㈰㝣晡戸㙣㌹㡤㙦㈳㠱㘹㜰挶ㅦ改㌴戸摣㜳昸㈹挵㘰愳㐶昰㤲㠱㑦㠳ㄳ㤰〵㠵晡㠲慥晦〰㌱㙦戱晥"]
["Decisioneering:7.0.0.0","Decisioneering:7.0.0.0"]
[]
[]
[]
[]
[]
[]
[]
[]
[null,null,1.8875974070252113]
[null,null,1.8875974070252113]
[null,null,1.8875974070252113]

{"sheet":"Solar Calculator","index":1,"n_rows":343,"n_cols":72,"rows_kept":343,"cut":false,"hidden":false,"merged":[[5,6,5,8],[28,21,28,25],[33,2,33,4],[21,6,21,8],[53,2,53,4],[54,2,54,4],[55,2,55,4],[56,2,56,4],[27,36,27,40]]}
[]
[null,"Solar Panel Technology Calculator"]
[null,"Created by Mark Hagge at the University of Illinois Urbana-Champaign"]
[null,"2015-08-26",null,null,null,null,null,null,"Research supported by Advanced Research Projects-Energy (ARPA-E), U.S. Department of Energy, under Award Number DE-AR0000217 "]
[]
[null,null,null,null,null,null,"Sensitivity Analysis"]
[null,null,null,null,null,null,null,"Residential"]
["A)","Model Parameters","User Input","Default","Change due to added tech (%)","User Input Including Tech","Distribution","Mean/Min","Std. Dev/Max",null,"Description"]
[null,"Scenario (1=Worst-case, 2=Expected, 3=Best-case)",2,2,"n/a",{"$f":"IF(ISNUMBER(E9),C9*(1+E9),C9)","v":2},null,null,null,null,"Input of \"1\", \"2\", or \"3\" indicates the set of deviations (inflation, derating, price gain) used in calculating section c output. Does not effect breakeven calculations in section D since each case is always calculated.. "]
[null,"System Lifetime (yr)",25,25,0,{"$f":"IF(ISNUMBER(E10),C10*(1+E10),C10)","v":25},"Uniform",20,30,null,"Time until major system repair and related costs are imposed upon system owner. Model stops calculating value after this many years. ",null,null,null,null,null,null,null,"Installed Capacity (MW)","Lifetime ROI (Worst-case)","Lifetime ROI (Expected)","Lifetime ROI (Best-case)"]
[null,"Discount Rate (%)",0.06,0.06,0,{"$f":"IF(ISNUMBER(E11),C11*(1+E11),C11)","v":0.06},"Uniform",0.04,0.08,null,"The amount by which a dollar is worth less to you in one year. $1 in one year is worth $0.94 now implies discount rate of 6%.",null,null,null,null,null,null,null,0.01,-0.1238239612567941,-7.3335233147796509E-3,0.12111371959827411]
[null,"Inflation Rate (%)",2.3599999999999999E-2,2.3599999999999999E-2,"n/a",{"$f":"IF(ISNUMBER(E12),C12*(1+E12),C12)","v":2.3599999999999999E-2},"Normal",2.3599999999999999E-2,1.04E-2,null,"Rate at which maintenance costs increase each year.",null,null,null,null,null,null,null,1,8.1574433854510395E-2,0.22537325269384337,0.38393186179839556]
[null,"_Inflation Rate Deviation (±%)",0.01,0.01,"n/a",0.01,null,null,null,null,"In best-case (worst-case) scenario, Inflation Rateis increased (decreased) by this amount.",null,null,null,null,null,null,null,100,0.41276265250814881,0.60059401609446916,0.80770475592421898]
[null,"Annual O&M Cost (% of Install Cost)",7.4999999999999997E-3,7.4999999999999997E-3,-0.25,5.6249999999999998E-3,"Uniform",0,5.0000000000000001E-3,null,"Cash value of maintenance spent annually as function of original install cost.",null,null,null,null,null,null,null,0.12111371959827411,0.38393186179839556,0.80770475592421898]
[null,"Avg. Daily Peak-Sun Hours [location dependent] (hr/day)",3.5,3.5,0,3.5,"Uniform",3.5,6,null,"Amount of energy available from the sun for conversion by a 1 watt solar panel per year. This value varies based on the location of the solar installation."]
[null,"DC to AC Derating [setup dependent] (%)",0.86,0.86,0.05,0.90300000000000002,"Normal",0.86,2.5000000000000001E-2,null,"Proportion of energy which PV system is able to convert to usable energy and/or export to the grid."]
[null,"_DC to AC Derating Deviation (±%)",0.05,0.05,"n/a",0.05,null,null,null,null,"In best-case (worst-case) scenario, Energy Exported to Grid is increased (decreased) by this amount. Provides an envelope which actual system production will lie within."]
[null,"Panel Degradation Per Year (%)",5.0000000000000001E-3,5.0000000000000001E-3,0,5.0000000000000001E-3,"Normal",5.0000000000000001E-3,1E-3,null,"Amount by which panel output reduces from rated capacity each year."]
[null,"Avg. Electricity Price [To change, see Electricity Price sheet] ($/kWh)",{"$f":"'Electricity Price'!F34","v":0.17286226982217781},0.11,"n/a",{"$f":"IF(ISNUMBER(E19),C19*(1+E19),C19)","v":0.17286226982217781},"Uniform",9.3670000000000003E-2,0.18543000000000001,null,null,null,null,null,null,null,null,null,null,null,null,null,null,null,null,null,null,null,null,null,null,null,null,null,null,null,null,null,null,null,null,null,null,null,null,null,null,null,null,null,null,null,null,null,null,null,null,null,{"$f":"0.1*NPV(C11,(BG31:BG54))","v":30142955.874554176}]
[null,"Annual Electricity Price Gain (%/yr)",3.6499999999999998E-2,3.6499999999999998E-2,"n/a",{"$f":"IF(ISNUMBER(E20),C20*(1+E20),C20)","v":3.6499999999999998E-2},"Normal",3.6499999999999998E-2,3.8E-3,null,"Average price at which electricity can be bought (representing savings) or sold (representing income from sales of electricity) during first year."]
[null,"_Annual Electricity Price Gain Deviation (±%/yr)",5.4999999999999997E-3,5.4999999999999997E-3,"n/a",{"$f":"IF(ISNUMBER(E21),C21*(1+E21),C21)","v":5.4999999999999997E-3},null,null,null,null,"Rate at which Electricity Price is modeled to increase each year forming a price trend for electricity.",null,null,null,null,null,null,null,"Chart Titles"]
[null,"Depreciation (1=True, 0=False)",0,1,"no",{"$f":"IF(E22=\"yes\",IF(C22=0,1,0),C22)","v":0},"Set to 0  (no depreciation)",null,null,null,"In best-case (worst-case) scenario, Annual Electricity Price Gain is increased (decreased)  by this amount. Provides an envelope for  future electricty prices. ",null,null,null,null,null,null,null,{"$f":"CONCATENATE(\"Panel Output & Electricity Sell Price Per Year (\",O32, \")\")","v":"Panel Output & Electricity Sell Price Per Year ()"}]
[null,"Depreciable Basis (% of Est. Installation Cost)",0.4,0.4,0,{"$f":"IF(ISNUMBER(E23),C23*(1+E23),C23)","v":0.4},"Uniform",0.3,0.5,null,"Toggle whether to consider depreciation. Businesses can benefit from tax advantages of depreciating their solar installation while homeowners cannot. ",null,null,null,null,null,null,null,"Installation Cost Per Watt & Lifetime ROI Per Installed Capacity"]
[null,"Effective Corporate Tax Rate (%)",0.3,0.3,0,{"$f":"IF(ISNUMBER(E24),C24*(1+E24),C24)","v":0.3},"Uniform",0.3,0.4,null,"The proportion of the installation cost which is spent on fixed goods expected (by the government) to deteriorate with time and which can thus be depreciated over time."]
[null,null,null,null,null,null,null,null,null,null,"The average tax rate payed by the entity being modeled."]
[]
[]
["B)","Display Assumptions",null,null,null,null,null,null,null,null,null,null,null,null,null,null,null,null,null,null,null,null,null,null,null,null,null,null,null,null,null,null,null,null,null,null,"W/ Tech",null,null,null,null,null,null,null,null,"W/ Tech",null,null,null,null,"W/ Tech",null,null,null,null,"W/ Tech",null,null,null,null,"W/ Tech",null,null,null,null,"W/ Tech",null,null,null,null,null,"W/ Tech"]
[null,"Solar Install Cost Average ($/W) (avg install size=0.034MW)",2.89,2.89,null,null,null,null,null,null,"Logrithmic relationship between Est. Installation Cost and Installed Capacity (section C table) is hinged around this average cost. See Est. Installation Cost plot in Section E.",null,null,null,null,null,null,null,null,null,null,"Depreciation",null,null,null,null,null,"Electricity Price in Use","Electricity Price",null,null,"Panel Output Per Year in Use","Panel Output Per Year (% Expectation)",null,null,"_","Panel Output Per Year in Use","Panel Output Per Year (% Expectation)",null,null,"_","Installation Size (MW)",null,null,null,null,"kWh Produced Per Year (kWh)",null,null,null,null,"Cumulative kWh Produced (kWh)",null,null,null,null,"Value of Electricity Production Per Year ($)",null,null,null,null,"PV of Value of Electricity Production Per Year ($)",null,null,null,null,null,"Cumulative PV of Value of Electricity Production Per Year ($)"]
[null,"Solar Install Discount Per Order of Magnitude (%$/W Per OoM)",0.1,0.1,null,null,null,null,null,null,"Logrithmic slope is defined by this discount factor. Intuition: 10% discount means that price per watt of 100kW installation is 10% cheaper than 10kW installation. ",null,null,null,null,null,null,null,null,null,null,{"$f":"C35","v":0.01},{"$f":"D35","v":1},{"$f":"E35","v":100},{"$f":"F35","v":0.25},{"$f":"G35","v":0.25},"Year",null,"Low EVC","Mid EVC","High EVC",null,"Low Output","Mid Output","High Output","Electricity Produced (kWh/W)",null,"Low Output","Mid Output","High Output","Electricity Produced (kWh/W)",{"$f":"C35","v":0.01},{"$f":"D35","v":1},{"$f":"E35","v":100},{"$f":"F35","v":0.25},{"$f":"G35","v":0.25},{"$f":"AP30","v":0.01},1,100,0.25,0.25,0.01,{"$f":"AV30","v":1},100,0.25,{"$f":"AY30","v":0.25},{"$f":"AU30","v":0.01},{"$f":"AV30","v":1},{"$f":"AW30","v":100},{"$f":"AX30","v":0.25},{"$f":"AY30","v":0.25},{"$f":"BE30","v":0.01},{"$f":"BF30","v":1},{"$f":"BG30","v":100},{"$f":"BH30","v":0.25},{"$f":"BI30","v":0.25},{"$f":"AA30","v":"Year"},{"$f":"BJ30","v":0.01},1,100,0.25,0.25]
[null,"Installation Capacity of Interest (MW)",0.25,0.25,null,null,null,null,null,null,"Set this to investigate the model output for a particular size installation on the right side of section C.",null,null,null,null,null,null,null,null,null,"Depreciable Basis",{"$f":"IF($C$22=1,C37*$C$23,0)","v":0},{"$f":"IF($C$22=1,D37*$C$23,0)","v":0},{"$f":"IF($C$22=1,E37*$C$23,0)","v":0},{"$f":"IF($C$22=1,F37*$C$23,0)","v":0},{"$f":"IF($F$22=1,G37*$F$23,0)","v":0},0,{"$f":"IF($C$9=1,AC31,IF($C$9=2,AD31,AE31))","v":0.17286226982217781},{"$f":"$C$19","v":0.17286226982217781},{"$f":"$C$19","v":0.17286226982217781},{"$f":"$C$19","v":0.17286226982217781},{"$f":"IF($C$9=1,AG31,IF($C$9=2,AH31,AI31))","v":1},{"$f":"AH31*(1-$C$17)","v":0.95},1,{"$f":"AH31*(1+$C$17)","v":1.05},{"$f":"AF31*($C$16)*($C$15*365)/1000","v":1.0986500000000001},{"$f":"IF($C$9=1,AL31,IF($C$9=2,AM31,AN31))","v":1},{"$f":"AM31*(1-$C$17)","v":0.95},1,{"$f":"AM31*(1+$C$17)","v":1.05},{"$f":"AK31*($F$16)*($F$15*365)/1000","v":1.1535825},{"$f":"C$35*1000000","v":10000},{"$f":"D$35*1000000","v":1000000},{"$f":"E$35*1000000","v":100000000},{"$f":"F$35*1000000","v":250000},{"$f":"G$35*1000000","v":250000},0,0,0,0,0,{"$f":"AU31","v":0},0,0,0,{"$f":"AY31","v":0},{"$f":"AU31*$AB31","v":0},{"$f":"AV31*$AB31","v":0},{"$f":"AW31*$AB31","v":0},{"$f":"AX31*$AB31","v":0},{"$f":"AY31*$AB31","v":0},{"$f":"BE31/(1+$C$11)^BO31","v":0},{"$f":"BF31/(1+$C$11)^BO31","v":0},{"$f":"BG31/(1+$C$11)^BO31","v":0},{"$f":"BH31/(1+$C$11)^BO31","v":0},{"$f":"BI31/(1+$F$11)^BO31","v":0},0,0,0,0,0,0]
[null,"Disable auto update? (0=False, 1=True)",0,0,null,null,null,null,null,null,"Toggles whether VBA script enabling solver to run in the middle of Crystal Ball iterations is enabled. Leave disabled unless performing monte carlo analysis using Crystal Ball.",null,null,null,null,null,null,null,null,null,"5 Yr MACRS Depreciation Schedule",null,null,null,null,null,{"$f":"AA31+1","v":1},{"$f":"IF($C$9=1,AC32,IF($C$9=2,AD32,AE32))","v":0.17917174267068731},{"$f":"AC31*(1+($C$20-$C$21))","v":0.17822100018666531},{"$f":"AD31*(1+$C$20)","v":0.17917174267068731},{"$f":"AE31*(1+($C$20+$C$21))","v":0.18012248515470927},{"$f":"IF($C$9=1,AG32,IF($C$9=2,AH32,AI32))","v":0.995},{"$f":"AG31*(1-$C$18)","v":0.94524999999999992},{"$f":"AH31*(1-$C$18)","v":0.995},{"$f":"AI31*(1-$C$18)","v":1.0447500000000001},{"$f":"AF32*$C$16*$C$15*365/1000","v":1.0931567500000001},{"$f":"IF($C$9=1,AL32,IF($C$9=2,AM32,AN32))","v":0.995},{"$f":"AL31*(1-$F$18)","v":0.94524999999999992},{"$f":"AM31*(1-$F$18)","v":0.995},{"$f":"AN31*(1-$F$18)","v":1.0447500000000001},{"$f":"AK32*($F$16)*($F$15*365)/1000","v":1.1478145875000001},{"$f":"AP31","v":10000},{"$f":"AQ31","v":1000000},{"$f":"AR31","v":100000000},{"$f":"AS31","v":250000},{"$f":"AT31","v":250000},{"$f":"$AJ32*AP32","v":10931.567500000001},{"$f":"$AJ32*AQ32","v":1093156.7500000002},{"$f":"$AJ32*AR32","v":109315675.00000001},{"$f":"$AJ32*AS32","v":273289.18750000006},{"$f":"$AO32*AT32","v":286953.64687500003},{"$f":"AZ31+AU32","v":10931.567500000001},{"$f":"BA31+AV32","v":1093156.7500000002},{"$f":"BB31+AW32","v":109315675.00000001},{"$f":"BC31+AX32","v":273289.18750000006},{"$f":"BD31+AY32","v":286953.64687500003},1958.6279990972487,195862.79990972491,19586279.990972489,48965.699977431228,51413.984976302781,1847.7622632992911,184776.22632992917,18477622.632992912,{"$f":"BH32/(1+$C$11)^BO32","v":46194.056582482292},48503.759411606392,1,{"$f":"BP31+BJ32","v":1847.7622632992911},{"$f":"BQ31+BK32","v":184776.22632992917},{"$f":"BR31+BL32","v":18477622.632992912},{"$f":"BS31+BM32","v":46194.056582482292},{"$f":"BT31+BN32","v":48503.759411606392}]
[null,null,null,null,null,null,null,null,null,null,null,null,null,null,null,null,null,null,null,null,0.2,{"$f":"V$31*$U33*$C$24","v":0},0,0,0,{"$f":"Z$31*$U33*$F$24","v":0},{"$f":"AA32+1","v":2},0.1857115112781674,0.18374585119245193,0.1857115112781674,0.18768762953120707,0.99002500000000004,0.94052374999999988,0.99002500000000004,1.03952625,1.0876909662500003,0.99002500000000004,0.94052374999999988,0.99002500000000004,1.03952625,1.1420755145625001,{"$f":"AP32","v":10000},{"$f":"AQ32","v":1000000},{"$f":"AR32","v":100000000},{"$f":"AS32","v":250000},{"$f":"AT32","v":250000},{"$f":"$AJ33*AP33","v":10876.909662500002},1087690.9662500003,108769096.62500003,271922.74156250007,{"$f":"$AO33*AT33","v":285518.87864062504},{"$f":"AZ32+AU33","v":21808.477162500003},{"$f":"BA32+AV33","v":2180847.7162500005},{"$f":"BB32+AW33","v":218084771.62500006},{"$f":"BC32+AX33","v":545211.92906250013},{"$f":"BD32+AY33","v":572472.52551562502},2019.967331458977,201996.73314589771,20199673.314589772,50499.183286474428,53024.14245079815,1797.7637339435535,179776.37339435535,17977637.339435536,44944.093348588838,47191.298016018285,2,{"$f":"BP32+BJ33","v":3645.5259972428448},{"$f":"BQ32+BK33","v":364552.59972428449},{"$f":"BR32+BL33","v":36455259.972428448},{"$f":"BS32+BM33","v":91138.149931071122},{"$f":"BT32+BN33","v":95695.057427624677}]
["C)",{"$f":"CONCATENATE(\"Table of \",IF(C9=1,\"Worst-case\",IF(C9=2,\"Expected\",\"Best-case\")),\" Outputs\")","v":"Table of Expected Outputs"},"Range of Installation Capacities\nInput",null,null,"Capacity of Interest\nUser Input","Capacity of Interest\nW/ Tech","Capacity of Interest\nDifference",null,null,null,null,null,null,null,null,null,null,null,null,0.32,0,0,0,0,0,3,0.19248998143982052,0.18944197257941792,0.19248998143982052,0.19557050997151779,0.98507487500000002,0.93582113124999988,0.98507487500000002,1.03432861875,1.08225251141875,0.98507487500000002,0.93582113124999988,0.98507487500000002,1.03432861875,1.1363651369896874,10000,1000000,100000000,250000,250000,10822.5251141875,1082252.51141875,108225251.141875,270563.12785468751,284091.28424742183,32631.002276687504,3263100.2276687506,326310022.76687503,815775.05691718764,856563.80976304691,2083.2276583619432,208322.76583619433,20832276.583619434,52080.691459048583,54684.726032001003,1749.1181129069153,174911.81129069155,17491181.129069157,43727.952822672887,45914.350463806521,3,5394.6441101497603,539464.41101497598,53946441.101497605,134866.10275374399,141609.40789143118]
[null,"Installed Capacity (MW)",0.01,1,100,{"$f":"C31","v":0.25},{"$f":"C31","v":0.25},{"$f":"C31","v":0.25},null,null,"Installed Capacities provide representation of various possible installation sizes. Capacities are used with display assumptions (section B) to estimate Installation Cost (section C). ",null,null,null,null,null,null,null,null,null,0.192,0,0,0,0,0,4,0.19951586576237396,0.19531467372937986,0.19951586576237396,0.20378447139032155,0.98014950062500006,0.93114202559374992,0.98014950062500006,1.02915697565625,1.0768412488616561,0.98014950062500006,0.93114202559374992,0.98014950062500006,1.02915697565625,1.1306833113047392,10000,1000000,100000000,250000,250000,10768.412488616561,1076841.2488616561,107684124.8861656,269210.31221541401,282670.8278261848,43399.414765304064,4339941.4765304066,433994147.65304065,1084985.3691326017,1139234.6375892316,2148.4691405526933,214846.9140552693,21484691.405526929,53711.728513817325,56397.314939508207,1701.7887918942242,170178.87918942238,17017887.918942239,42544.719797355596,44671.955787223393,4,7096.4329020439845,709643.29020439833,70964329.020439848,177410.82255109958,186281.36367865457]
[null,"Est. Installation Cost ($/W)",{"$f":"$C$60*LOG10(C35)+$C$61","v":3.0435974070252119},{"$f":"$C$60*LOG10(D35)+$C$61","v":2.4655974070252116},{"$f":"$C$60*LOG10(E35)+$C$61","v":1.8875974070252113},2.6395927445189926,2.6395927445189926,{"$f":"Installation_Cost-F36","v":0},null,null,"Installed Costs are calculated via logrithmic function defined in section B. Range provided to give user perspective of various size installations.",null,null,null,null,null,null,null,null,null,0.1152,0,0,0,0,0,5,0.2067981948627006,0.2013694286149906,0.2067981948627006,0.21234341918871505,0.97524875312187509,0.9264863154657812,0.97524875312187509,1.0240111907779688,1.071457042617348,0.97524875312187509,0.9264863154657812,0.97524875312187509,1.0240111907779688,1.1250298947482156,10000,1000000,100000000,250000,250000,10714.570426173479,1071457.042617348,107145704.2617348,267864.26065433701,281257.47368705389,54113.985191477543,5411398.5191477546,541139851.91477549,1352849.6297869387,1420492.1112762855,2215.7538228619519,221575.38228619524,22157538.228619523,55393.845571548809,58163.537850126253,1655.7401531928028,165574.01531928033,16557401.531928033,41393.503829820082,43463.179021311087,5,8752.1730552367881,875217.30552367866,87521730.552367881,218804.32638091967,229744.54269996565]
[null,"Installation Cost Total ($)",{"$f":"C35*1000000*C36","v":30435.974070252119},{"$f":"D35*1000000*D36","v":2465597.4070252115},{"$f":"E35*1000000*E36","v":188759740.70252112},{"$f":"F35*1000000*F36","v":659898.18612974812},{"$f":"G35*1000000*G36","v":659898.18612974812},{"$f":"G37-F37","v":0},null,null,"Total installed cost for the given size and installation cost.",null,null,null,null,null,null,null,null,null,0.1152,0,0,0,0,0,6,0.21434632897518915,0.20761188090205529,0.21434632897518915,0.22126184279464109,0.97037250935626573,0.92185388388845224,0.97037250935626573,1.018891134824079,1.0660997574042612,0.97037250935626573,0.92185388388845224,0.97037250935626573,1.018891134824079,1.1194047452744744,10000,1000000,100000000,250000,250000,10660.997574042613,1066099.7574042613,106609975.74042612,266524.93935106532,279851.18631861859,64774.982765520152,6477498.2765520159,647749827.65520167,1619374.569138004,1700343.297594904,2285.1456932094311,228514.56932094315,22851456.932094313,57128.642330235787,59985.074446747574,1610.9375428683193,161093.75428683194,16109375.428683193,40273.438571707986,42287.110500293384,6,10363.110598105108,1036311.0598105106,103631105.98105107,259077.76495262765,272031.65320025902]
[null,"First Year O&M Cost ($)",{"$f":"$C$14*C37","v":228.26980552689088},{"$f":"$C$14*D37","v":18491.980552689085},{"$f":"$C$14*E37","v":1415698.0552689084},{"$f":"$C$14*F37","v":4949.236395973111},{"$f":"($C$14*(1+E14))*G37","v":3711.927296979833},{"$f":"G38-F38","v":-1237.309098993278},null,null,"Amount set aside each year for regular maintenance.",null,null,null,null,null,null,null,null,null,5.7599999999999998E-2,0,0,0,0,0,7,0.22216996998278354,0.21404784921001899,0.22216996998278354,0.23055484019201603,0.96552064680948435,0.91724461446900996,0.96552064680948435,1.0137966791499586,1.0607692586172399,0.96552064680948435,0.91724461446900996,0.96552064680948435,1.0137966791499586,1.1138077215481021,10000,1000000,100000000,250000,250000,10607.692586172399,1060769.25861724,106076925.86172399,265192.31465431,278451.93038702552,75382.675351692553,7538267.5351692559,753826753.51692569,1884566.883792314,1978795.2279819294,2356.7107434565173,235671.07434565175,23567107.434565175,58917.768586412938,61863.657015733595,1567.347244685941,156734.72446859413,15673472.446859412,39183.681117148531,41142.865173005965,7,11930.457842791049,1193045.7842791048,119304578.42791048,298261.4460697762,313174.51837326499]
[null,"Present Value of Lifetime O&M ($)",{"$f":"IF($C$9=1,PV($C$11-$C$12-$C$13,$C$10,-C38),IF($C$9=2,PV($C$11-$C$12,$C$10,-C38),PV($C$11+$C$13-$C$12,$C$10,-C38)  ))","v":3705.7078217145113},{"$f":"IF($C$9=1,PV($C$11-$C$12-$C$13,$C$10,-D38),IF($C$9=2,PV($C$11-$C$12,$C$10,-D38),PV($C$11+$C$13-$C$12,$C$10,-D38)  ))","v":300196.85176899144},{"$f":"IF($C$9=1,PV($C$11-$C$12-$C$13,$C$10,-E38),IF($C$9=2,PV($C$11-$C$12,$C$10,-E38),PV($C$11+$C$13-$C$12,$C$10,-E38)  ))","v":22982292.136653185},{"$f":"IF($C$9=1,PV($C$11-$C$12-$C$13,$C$10,-F38),IF($C$9=2,PV($C$11-$C$12,$C$10,-F38),PV($C$11+$C$13-$C$12,$C$10,-F38)  ))","v":80345.378933225307},{"$f":"IF($F$9=1,PV($F$11-$F$12-$F$13,$F$10,-G38),IF($F$9=2,PV($F$11-$F$12,$F$10,-G38),PV($F$11+$F$13-$F$12,$F$10,-G38)  ))","v":60259.03419991897},-20086.344733306338,null,null,"Value of total maintenance costs if paid in lump sum today given the discount rate. ",null,null,null,null,null,null,null,null,null,null,null,null,null,null,null,8,0.23027917388715513,0.22068333253552955,0.23027917388715513,0.24023814348008071,0.96069304357543694,0.91265839139666494,0.96069304357543694,1.0087276957542088,1.0554654123241538,0.96069304357543694,0.91265839139666494,0.96069304357543694,1.0087276957542088,1.1082386829403614,10000,1000000,100000000,250000,250000,10554.654123241538,1055465.4123241538,105546541.23241538,263866.35308103845,277059.67073509033,85937.329474934086,8593732.9474934097,859373294.74934101,2148433.2368733524,2255854.8987170197,2430.517032164717,243051.70321647171,24305170.321647171,60762.925804117927,63801.072094323812,1524.9364547371636,152493.64547371634,15249364.547371635,38123.411368429086,40029.581936850533,8,13455.394297528213,1345539.4297528211,134553942.9752821,336384.85743820528,353204.10031011549]
[null,"Lifetime Cost ($)",{"$f":"C37+C39","v":34141.681891966633},{"$f":"D37+D39","v":2765794.2587942029},{"$f":"E37+E39","v":211742032.8391743},{"$f":"F37+F39","v":740243.56506297342},{"$f":"G37+G39","v":720157.22032966709},-20086.344733306323,null,null,"Value of installationand lifetime O&M costs if paid in lump sum today given the discount rate.",null,null,null,null,null,null,null,null,null,"Present Value",{"$f":"NPV($C$11,V33:V38)","v":0},{"$f":"NPV($C$11,W33:W38)","v":0},{"$f":"NPV($C$11,X33:X38)","v":0},{"$f":"NPV($C$11,Y33:Y38)","v":0},{"$f":"NPV($F$11,Z33:Z38)","v":0},9,0.23868436373403629,0.22752451584413094,0.23868436373403629,0.2503281455062441,0.95588957835755972,0.90809509943968159,0.95588957835755972,1.0036840572754377,1.0501880852625329,0.95588957835755972,0.90809509943968159,0.95588957835755972,1.0036840572754377,1.1026974895256596,10000,1000000,100000000,250000,250000,10501.880852625329,1050188.085262533,105018808.5262533,262547.02131563326,275674.37238141493,96439.210327559413,9643921.032755943,964392103.27559435,2410980.2581889858,2531529.2710984345,2506.6347493195349,250663.47493195356,25066347.493195355,62665.868732988391,65799.162169637813,1483.6732567532022,148367.32567532026,14836732.567532025,37091.831418830065,38946.42298977157,9,14939.067554281415,1493906.7554281414,149390675.54281414,373476.68885703536,392150.52329988708]
[null,"First Year Elec. Production (kWh)",{"$f":"C35*1000*$C$15*365*$C$16*$AK$32","v":10931.567499999999},{"$f":"D35*1000*$C$15*365*$C$16*$AK$32","v":1093156.75},{"$f":"E35*1000*$C$15*365*$C$16*$AK$32","v":109315675},{"$f":"F35*1000*$C$15*365*$C$16*$AK$32","v":273289.1875},{"$f":"G35*1000*$C$15*365*$C$16*$AK$32","v":273289.1875},0,null,null,"Projected amount of usable energy extracted from system in first year. Production will drop slowly in subsequent years due to panel degredation per year.",null,null,null,null,null,null,null,null,null,null,null,null,null,null,null,10,0.24739634301032862,0.23457777583529899,0.24739634301032862,0.26084192761750635,0.95111013046577186,0.9035546239424832,0.95111013046577186,0.99866563698906052,1.0449371448362204,0.95111013046577186,0.9035546239424832,0.95111013046577186,0.99866563698906052,1.0971840020780312,10000,1000000,100000000,250000,250000,10449.371448362204,1044937.1448362203,104493714.48362203,261234.28620905508,274296.0005195078,106888.58177592162,10688858.177592164,1068885817.7592164,2672214.544398041,2805825.2716179425,2585.13628308135,258513.628308135,25851362.830813497,64628.407077033749,67859.827430885431,1443.5265980863874,144352.65980863874,14435265.980863873,36088.164952159685,37892.57319976767,10,16382.594152367803,1638259.4152367802,163825941.523678,409564.85380919505,430043.09649965476]
[null,"Lifetime Elec. Production (MWh)",{"$f":"AZ334/1000","v":257.50347286775576},{"$f":"BA334/1000","v":25750.347286775581},{"$f":"BB334/1000","v":2575034.7286775578},{"$f":"BC334/1000","v":6437.5868216938952},{"$f":"BD334/1000","v":6759.4661627785899},321.87934108469472,null,null,"Sum of electrical production over entire system lifetime. ",null,null,null,null,null,null,null,null,null,null,null,null,null,null,null,{"$f":"AA41+1","v":11},0.25642630953020562,0.24184968688619324,0.25642630953020562,0.27179728857744162,0.94635457981344295,0.89903685082277074,0.94635457981344295,0.99367230880411517,1.039712459112039,0.94635457981344295,0.89903685082277074,0.94635457981344295,0.99367230880411517,1.091698082067641,{"$f":"AP41","v":10000},1000000,100000000,250000,250000,10397.12459112039,1039712.4591120391,103971245.91120391,259928.11477800977,272924.52051691024,{"$f":"AZ41+AU42","v":117285.706367042},11728570.636704203,1172857063.6704204,2932142.6591760507,3078749.7921348526,2666.0962886267494,266609.62886267499,26660962.886267498,66652.407215668747,69985.027576452179,1404.466266341469,140446.62663414693,14044662.663414693,35111.656658536733,36867.239491463566,11,{"$f":"BP41+BJ42","v":17787.060418709272},1778706.0418709272,177870604.18709269,444676.5104677318,466910.33599111834]
[null,"Present Value of Lifetime Electricity Production ($)",{"$f":"BP334","v":33891.303071806105},{"$f":"BQ334","v":3389130.30718061},{"$f":"BR334","v":338913030.71806097},{"$f":"BS334","v":847282.5767951525},{"$f":"BT334","v":889646.70563491003},42364.128839757526,null,null,"Value of savings and income from generated electricity over system lifetime if paid in lump sum today given the discount rate. ",null,null,null,null,null,null,null,null,null,null,null,null,null,null,null,{"$f":"AA42+1","v":12},0.26578586982805813,0.2493470271796652,0.26578586982805813,0.28321277469769418,0.94162280691437572,0.89454166656865686,0.94162280691437572,0.98870394726009458,1.0345138968164789,0.94162280691437572,0.89454166656865686,0.94162280691437572,0.98870394726009458,1.0862395916573027,10000,1000000,100000000,250000,250000,10345.138968164789,1034513.8968164789,103451389.68164788,258628.47420411973,271559.89791432564,127630.84533520679,12763084.533520682,1276308453.3520682,3190771.1333801704,3350309.6900491784,2749.5917591458183,274959.17591458181,27495917.591458179,68739.793978645452,72176.78367757771,1366.4628666392625,136646.28666392624,13664628.666392624,34161.571665981559,35869.650249280632,12,19153.523285348536,1915352.3285348534,191535232.85348532,478838.08213371335,502779.98624039895]
[null,"Present Value of Depreciation ($)",{"$f":"V40","v":0},{"$f":"W40","v":0},{"$f":"X40","v":0},{"$f":"Y40","v":0},{"$f":"Z40","v":0},0,null,null,"Value of all tax benefits from depreciation if paid in lump sum today given the discount rate. ",null,null,null,null,null,null,null,null,null,null,null,null,null,null,null,13,0.27548705407678226,0.2570767850222348,0.27548705407678226,0.29510771123499735,0.93691469287980389,0.89006895823581356,0.93691469287980389,0.98376042752379411,1.0293413273323966,0.93691469287980389,0.89006895823581356,0.93691469287980389,0.98376042752379411,1.0808083936990163,10000,1000000,100000000,250000,250000,10293.413273323966,1029341.3273323965,102934132.73323967,257335.33183309913,270202.09842475405,137924.25860853074,13792425.860853078,1379242586.0853078,3448106.4652132695,3620511.7884739325,2835.7020990628675,283570.20990628673,28357020.990628678,70892.552476571684,74437.180100400263,1329.487799495507,132948.77994955069,13294877.994955072,33237.194987387673,34899.054736757054,13,{"$f":"BP43+BJ44","v":20483.011084844042},{"$f":"BQ43+BK44","v":2048301.1084844042},{"$f":"BR43+BL44","v":204830110.84844038},{"$f":"BS43+BM44","v":512075.27712110104},{"$f":"BT43+BN44","v":537679.04097715602}]
[null,"Present Value of Ancillary Services ($)",0,0,0,0,0,0,null,null,"[Not implemented] Value of all ancillary services if earnings paid in lump sum today given the discount rate  ",null,null,null,null,null,null,null,null,null,null,null,null,null,null,null,14,0.28554233155058478,0.26504616535792408,0.28554233155058478,0.30750223510686725,0.9322301194154049,0.88561861344463444,0.9322301194154049,0.97884162538617514,1.0241946206957346,0.9322301194154049,0.88561861344463444,0.9322301194154049,0.97884162538617514,1.0754043517305212,10000,1000000,100000000,250000,250000,10241.946206957346,1024194.6206957346,102419462.06957346,256048.65517393366,268851.08793263027,148166.20481548808,14816620.481548812,1481662048.1548812,3704155.1203872031,3889362.876406563,2924.5091995502685,292450.91995502688,29245091.995502688,73112.729988756721,76768.36648819453,1293.5132392983089,129351.32392983092,12935132.392983092,32337.83098245773,33954.722531580606,14,21776.524324142352,2177652.4324142351,217765243.24142346,544413.10810355877,571633.76350873662]
[null,"Present Value of System Cash Flows ($)",{"$f":"SUM(C43:C45)","v":33891.303071806105},{"$f":"SUM(D43:D45)","v":3389130.30718061},{"$f":"SUM(E43:E45)","v":338913030.71806097},{"$f":"SUM(F43:F45)","v":847282.5767951525},{"$f":"SUM(G43:G45)","v":889646.70563491003},42364.128839757526,null,null,"Value of all cash flows if paid in lump sum today given the discount rate.",null,null,null,null,null,null,null,null,null,null,null,null,null,null,null,{"$f":"AA45+1","v":15},0.2959646266521811,0.27326259648401968,0.2959646266521811,0.32041732898135566,0.92756896881832784,0.8811905203774113,0.92756896881832784,0.97394741725924427,1.0190736475922559,0.92756896881832784,0.8811905203774113,0.92756896881832784,0.97394741725924427,1.0700273299718688,{"$f":"AP45","v":10000},{"$f":"AQ45","v":1000000},{"$f":"AR45","v":100000000},{"$f":"AS45","v":250000},{"$f":"AT45","v":250000},{"$f":"$AJ46*AP46","v":10190.73647592256},1019073.647592256,101907364.75922559,254768.41189806399,{"$f":"$AO46*AT46","v":267506.83249296719},{"$f":"AZ45+AU46","v":158356.94129141065},{"$f":"BA45+AV46","v":15835694.129141068},{"$f":"BB45+AW46","v":1583569412.9141068},{"$f":"BC45+AX46","v":3958923.532285267},{"$f":"BD45+AY46","v":4156869.7088995301},{"$f":"AU46*$AB46","v":3016.0975164071842},301609.75164071843,30160975.164071839,75402.437910179608,79172.559805688579,1258.5121133679561,125851.21133679562,12585121.133679559,31462.802834198905,33035.942975908845,15,{"$f":"BP45+BJ46","v":23035.036437510309},{"$f":"BQ45+BK46","v":2303503.6437510308},{"$f":"BR45+BL46","v":230350364.37510303},{"$f":"BS45+BM46","v":575875.9109377577},{"$f":"BT45+BN46","v":604669.70648464549}]
[null,"Lifetime Profit ($)",{"$f":"C46-C40","v":-250.37882016052754},{"$f":"D46-D40","v":623336.04838640708},{"$f":"E46-E40","v":127170997.87888667},{"$f":"F46-F40","v":107039.01173217909},{"$f":"G46-G40","v":169489.48530524294},62450.473573063849,null,null,"Lifetime Cost minus Lifetime Value of System Cash Flows. A number over $0 indicates a positive return on investment (Lifetime ROI).",null,null,null,null,null,null,null,null,null,null,null,null,null,null,null,16,0.3067673355249857,0.2817337369750243,0.3067673355249857,0.33387485679857259,0.92293112397423616,0.87678456777552427,0.92293112397423616,0.96907768017294804,1.0139782793542944,0.92293112397423616,0.87678456777552427,0.92293112397423616,0.96907768017294804,1.0646771933220094,10000,1000000,100000000,250000,250000,10139.782793542945,1013978.2793542944,101397827.93542944,253494.5698385736,{"$f":"$AO47*AT47","v":266169.29833050235},168496.7240849536,16849672.408495363,1684967240.8495362,4212418.1021238407,4423039.0072300322,3110.5541503772652,311055.41503772652,31105541.50377265,77763.853759431629,81652.046447403234,1224.4580815833556,122445.80815833557,12244580.815833556,30611.452039583892,32142.024641563097,16,24259.494519093663,2425949.4519093665,242594945.1909366,606487.36297734163,636811.73112620856]
[null,"Lifetime ROI (%)",{"$f":"C47/C40","v":-7.3335233147796509E-3},{"$f":"D47/D40","v":0.22537325269384337},{"$f":"E47/E40","v":0.60059401609446916},{"$f":"F47/F40","v":0.14459971931410595},{"$f":"G47/G40","v":0.23535067138208454},9.0750952067978591E-2,null,null,"Investor's return on money over lifetime of system. ",null,null,null,null,null,null,null,null,null,null,null,null,null,null,null,17,0.31796434327164769,0.29046748282125001,0.31796434327164769,0.34789760078411264,0.91831646835436498,0.8724006449366466,0.91831646835436498,0.96423229177208325,1.0089083879575231,0.91831646835436498,0.8724006449366466,0.91831646835436498,0.96423229177208325,1.0593538073553994,10000,1000000,100000000,250000,250000,10089.083879575232,1008908.3879575231,100890838.79575232,252227.09698938078,{"$f":"$AO48*AT48","v":264838.45183884987},178585.80796452882,17858580.796452887,1785858079.6452885,4464645.1991132218,4687877.4590688823,3207.968929981706,320796.89299817057,32079689.299817059,80199.223249542643,84209.184412019793,1191.3255165597573,119132.55165597571,11913255.165597571,29783.137913993927,31272.294809693631,17,25450.820035653422,2545082.0035653422,254508200.35653415,636270.50089133554,668084.02593590214]
[null,"Years to Recoup Lifetime Cost (yrs)",{"$f":"BP336","v":26},{"$f":"BQ336","v":19},{"$f":"BR336","v":14},{"$f":"BS336","v":21},{"$f":"BT336","v":19},-2,null,null,"Number of years system must remain operational before Installation Cost Total is repaid given the discount rate. ",null,null,null,null,null,null,null,null,null,null,null,null,null,null,null,18,0.32957004180106281,0.29947197478870874,0.32957004180106281,0.3625093000170454,0.91372488601259316,0.86803864171196332,0.91372488601259316,0.95941113031322278,1.0038638460177354,0.91372488601259316,0.86803864171196332,0.91372488601259316,0.95941113031322278,1.0540570383186223,10000,1000000,100000000,250000,250000,10038.638460177353,1003863.8460177354,100386384.60177353,250965.96150443386,{"$f":"$AO49*AT49","v":263514.2595796556},188624.44642470617,18862444.642470624,1886244464.247062,4715611.1606176561,4951391.718648538,3308.4344969464073,330843.44969464076,33084344.969464071,82710.86242366019,86846.405544843205,1159.0894843628464,115908.94843628464,11590894.843628462,28977.23710907116,30426.098964524721,18,26609.909520016266,2660990.9520016266,266099095.20016262,665247.73800040665,698510.12490042683]
[null,"Lifetime Avg. Price Per kWh ($/kWh)",{"$f":"C40/(C42*1000)","v":0.1325872677045429},{"$f":"D40/(D42*1000)","v":0.10740803718071064},{"$f":"E40/(E42*1000)","v":8.2228806656878428E-2},{"$f":"F40/(F42*1000)","v":0.11498774083612222},{"$f":"G40/(G42*1000)","v":0.10654054669217171},-8.4471941439505094E-3,null,null,"Lifetime Cost divided by Lifetime Elec. Production to give overall price per kWh of system. ",null,null,null,null,null,null,null,null,null,null,null,null,null,null,null,19,0.34159934832680161,0.30875560600715868,0.34159934832680161,0.37773469061776133,0.90915626158253016,0.86369844850340349,0.90915626158253016,0.95461407466165671,0.99884452678764668,0.90915626158253016,0.86369844850340349,0.90915626158253016,0.95461407466165671,1.0487867531270292,10000,1000000,100000000,250000,250000,9988.4452678764665,998844.5267876467,99884452.678764671,249711.13169691167,{"$f":"$AO50*AT50","v":262196.68828175729},198612.89169258263,19861289.16925827,1986128916.9258265,4965322.2923145676,5213588.4069302958,3412.0463943045261,341204.63943045266,34120463.943045266,85301.159857613166,89566.217850493835,1127.7257257446977,112772.57257446978,11277257.257446978,28193.143143617446,29602.800300798321,19,27737.635245760965,2773763.5245760963,277376352.45760959,693440.88114402408,728112.92520122509]
[null,null,null,null,null,null,null,null,null,null,null,null,null,null,null,null,null,null,null,null,null,null,null,null,null,null,{"$f":"AA50+1","v":20},0.35406772454072988,0.31832702979338057,0.35406772454072988,0.3935995476237073,0.90461048027461755,0.85937995626088648,0.90461048027461755,0.94984100428834839,0.99385030415370856,0.90461048027461755,0.85937995626088648,0.90461048027461755,0.94984100428834839,1.043542819361394,{"$f":"AP50","v":10000},{"$f":"AQ50","v":1000000},{"$f":"AR50","v":100000000},{"$f":"AS50","v":250000},{"$f":"AT50","v":250000},9938.5030415370857,993850.30415370851,99385030.415370852,{"$f":"$AJ51*AS51","v":248462.57603842713},260885.70484034851,{"$f":"AZ50+AU51","v":208551.39473411971},{"$f":"BA50+AV51","v":20855139.473411977},{"$f":"BB50+AW51","v":2085513947.3411975},{"$f":"BC50+AX51","v":5213784.8683529943},{"$f":"BD50+AY51","v":5474474.1117706439},3518.9031572581589,351890.31572581589,35189031.572581589,87972.578931453972,92371.207878026675,1097.2106378874598,109721.06378874599,10972106.3788746,27430.265947186497,28801.779244545825,20,{"$f":"BP50+BJ51","v":28834.845883648424},{"$f":"BQ50+BK51","v":2883484.5883648423},{"$f":"BR50+BL51","v":288348458.83648419},{"$f":"BS50+BM51","v":720871.14709121059},{"$f":"BT50+BN51","v":756914.70444577094}]
[null,null,null,null,null,null,null,null,null,null,null,null,null,null,null,null,null,null,null,null,null,null,null,null,null,null,21,0.3669911964864665,0.32819516771697532,0.3669911964864665,0.41013072862390304,0.90008742787324447,0.85508305647958205,0.90008742787324447,0.94509179926690667,0.98888105263294002,0.90008742787324447,0.85508305647958205,0.90008742787324447,0.94509179926690667,1.0383251052645872,10000,1000000,100000000,250000,250000,9888.8105263294001,988881.05263294,98888105.263293996,247220.263158235,259581.2763161468,218440.20526044912,21844020.526044916,2184402052.6044917,5461005.1315112291,5734055.3880867902,{"$f":"AU52*$AB52","v":3629.1064068855912},362910.6406885591,36291064.068855911,90727.660172139775,95264.043180746783,1067.521256641038,106752.12566410379,10675212.566410379,26688.031416025948,28022.432986827251,21,29902.367140289462,2990236.7140289461,299023671.40289456,747559.17850723653,784937.13743259816]
["D)","Breakeven Prices (Independent of Capacity) for Worst-case, Expected, and Best-case Scenarios",null,null,null,{"$f":"C8","v":"User Input"},{"$f":"F8","v":"User Input Including Tech"},"Value due to Tech",null,null,null,null,null,null,null,null,null,null,null,null,null,null,null,null,null,null,{"$f":"AA52+1","v":22},0.38038637515822249,0.3383692179162015,0.38038637515822249,0.427356219226107,0.89558699073387826,{"$f":"AG52*(1-$C$18)","v":0.85080764119718411},{"$f":"AH52*(1-$C$18)","v":0.89558699073387826},{"$f":"AI52*(1-$C$18)","v":0.94036634027057209},0.98393664736977537,0.89558699073387826,{"$f":"AL52*(1-$F$18)","v":0.85080764119718411},{"$f":"AM52*(1-$F$18)","v":0.89558699073387826},{"$f":"AN52*(1-$F$18)","v":0.94036634027057209},1.0331334797382643,{"$f":"AP52","v":10000},{"$f":"AQ52","v":1000000},{"$f":"AR52","v":100000000},{"$f":"AS52","v":250000},{"$f":"AT52","v":250000},{"$f":"$AJ53*AP53","v":9839.3664736977535},983936.64736977534,98393664.736977533,245984.16184244383,{"$f":"$AO53*AT53","v":258283.36993456609},{"$f":"AZ52+AU53","v":228279.57173414688},{"$f":"BA52+AV53","v":22827957.173414692},{"$f":"BB52+AW53","v":2282795717.3414693},{"$f":"BC52+AX53","v":5706989.2933536731},{"$f":"BD52+AY53","v":5992338.7580213565},3742.7609467832303,{"$f":"AV53*$AB53","v":374276.09467832302},37427609.467832305,93569.023669580754,98247.474853059815,1038.635239241409,103863.52392414089,10386352.392414089,25965.880981035221,27264.17503008699,22,{"$f":"BP52+BJ53","v":30941.00237953087},{"$f":"BQ52+BK53","v":3094100.2379530868},{"$f":"BR52+BL53","v":309410023.79530865},{"$f":"BS52+BM53","v":773525.05948827171},{"$f":"BT52+BN53","v":812201.31246268516}]
[null,null,null,null,null,"Per Watt \n($/W)","Per Watt \n($/W)","Change Per Watt ($/W)",null,null,null,null,null,null,null,null,null,null,null,null,null,null,null,null,null,null,23,0.3942704778514976,0.34885866367160373,0.3942704778514976,0.44530518043360351,0.89110905578020883,0.8465536029911982,0.89110905578020883,0.93566450856921923,0.97901696413292627,0.89110905578020883,0.8465536029911982,0.89110905578020883,0.93566450856921923,1.0279678123395726,10000,1000000,100000000,250000,250000,9790.169641329263,979016.96413292631,97901696.413292632,244754.24103323158,{"$f":"$AO54*AT54","v":256991.95308489315},238069.74137547615,23806974.13754762,2380697413.7547617,5951743.5343869049,6249330.7111062501,3859.9748627341132,385997.48627341137,38599748.627341136,96499.371568352843,101324.34014677047,1010.5308474965578,101053.0847496558,10105308.47496558,25263.27118741395,26526.434746784642,23,31951.533227027427,3195153.3227027426,319515332.27027422,798788.33067568566,838727.74720946979]
[null,null,"Breakeven Installation Cost [Worst-case]",null,null,2.6667196057934346,2.8864418854798486,{"$f":"G55-F55","v":0.219722279686414},null,null,"Installation Cost (section C) at which project has zero return on investment during system lifetime in worst-case . If quoted price is lower, installation is good investment. ",null,null,null,null,null,null,null,null,null,null,null,null,null,null,null,24,0.40866135029307726,0.35967328224542344,0.40866135029307726,0.46400799801181486,0.88665351050130781,0.84232083497624222,0.88665351050130781,0.93098618602637317,0.97412187931226168,0.88665351050130781,0.84232083497624222,0.88665351050130781,0.93098618602637317,1.0228279732778749,10000,1000000,100000000,250000,250000,9741.2187931226163,974121.87931226171,97412187.931226164,243530.46982806543,{"$f":"$AO55*AT55","v":255706.99331946872},247810.96016859877,24781096.016859882,2478109601.6859879,6195274.0042149704,6505037.7044257186,3980.8596254977888,398085.96254977892,39808596.254977889,99521.490637444731,104497.56516931698,983.18693142738812,98318.693142738819,9831869.3142738827,24579.673285684705,25808.656949968943,24,32934.720158454817,3293472.0158454813,329347201.58454812,823368.00396137033,864536.40415943868]
[null,null,"Breakeven Installation Cost [Expected]",null,null,3.0212768184471903,3.2608224748815626,0.23954565643437231,null,null,"Installation Cost (section C) at which project has zero return on investment during system lifetime in expected-case . If quoted price is lower, installation is likely a good investment. ",null,null,null,null,null,null,null,null,null,null,null,null,null,null,null,25,0.42357748957877456,0.37082315399503152,0.42357748957877456,0.4834963339283111,0.8822202429488013,0.83810923080136102,0.8822202429488013,0.92633125509624126,0.96925126991570043,0.8822202429488013,0.83810923080136102,0.8822202429488013,0.92633125509624126,1.0177138334114857,10000,1000000,100000000,250000,250000,9692.512699157005,969251.26991570042,96925126.991570041,242312.81747892511,{"$f":"$AO56*AT56","v":254428.45835287141},257503.47286775577,25750347.286775582,2575034728.6775579,6437586.8216938954,6759466.1627785899,4105.5301968193162,410553.01968193159,41055301.968193159,102638.2549204829,107770.16766650707,956.5829133512882,95658.291335128815,9565829.1335128807,23914.572833782204,25110.301475471322,25,33891.303071806105,3389130.30718061,338913030.71806097,847282.5767951525,889646.70563491003]
[null,null,"Breakeven Installation Cost [Best-case]",null,null,3.4122186167785391,3.6735627138879252,{"$f":"G57-F57","v":0.26134409710938611},null,null,"Installation Cost (section C) at which project has zero return on investment during system lifetime in best-case . If quoted price is higher, installation is an unprofitable investment even in best-case.",null,null,null,null,null,null,null,null,null,null,null,null,null,null,null,26,0.43903806794839983,0.38231867176887746,0.43903806794839983,0.50380317995330015,0.87780914173405733,0.83391868464735419,0.87780914173405733,0.92169959882076002,0.96440501356612207,0.87780914173405733,0.83391868464735419,0.87780914173405733,0.92169959882076002,1.0126252642444282,10000,1000000,100000000,250000,250000,9644.0501356612203,964405.01356612204,96440501.356612206,241101.25339153051,{"$f":"$AO57*AT57","v":253156.31606110706},267147.52300341701,26714752.300341703,2671475230.0341702,6678688.0750854257,7012622.4788396973,4234.1051387582056,423410.51387582056,42341051.387582056,105852.62846895514,111145.2598924029,930.69877239638424,93069.877239638416,9306987.7239638418,23267.469309909604,24430.842775405086,26,34822.001844202488,3482200.1844202485,348220018.44202483,870550.04610506212,914077.54841031507]
[null,null,null,null,null,null,null,null,null,null,null,null,null,null,null,null,null,null,null,null,null,null,null,null,null,null,{"$f":"AA57+1","v":27},0.45506295742851643,0.39417055059371264,0.45506295742851643,0.52496291351133872,0.87342009602538706,{"$f":"AG57*(1-$C$18)","v":0.82974909122411744},{"$f":"AH57*(1-$C$18)","v":0.87342009602538706},{"$f":"AI57*(1-$C$18)","v":0.91709110082665624},0.95958298849829149,0.87342009602538706,{"$f":"AL57*(1-$F$18)","v":0.82974909122411744},{"$f":"AM57*(1-$F$18)","v":0.87342009602538706},{"$f":"AN57*(1-$F$18)","v":0.91709110082665624},1.007562137923206,{"$f":"AP57","v":10000},{"$f":"AQ57","v":1000000},{"$f":"AR57","v":100000000},{"$f":"AS57","v":250000},{"$f":"AT57","v":250000},9595.8298849829152,959582.98849829147,95958298.849829152,239895.74712457287,251890.53448080152,{"$f":"AZ57+AU58","v":276743.35288839991},{"$f":"BA57+AV58","v":27674335.288839996},{"$f":"BB57+AW58","v":2767433528.8839993},{"$f":"BC57+AX58","v":6918583.822209999},{"$f":"BD57+AY58","v":7264513.0133204991},{"$f":"AU58*$AB58","v":4366.7067264412663},{"$f":"AV58*$AB58","v":436670.67264412658},{"$f":"AW58*$AB58","v":43667067.264412664},109167.66816103164,114626.05156908324,905.51502943481876,90551.502943481872,9055150.2943481877,22637.875735870468,23769.769522663992,27,{"$f":"BP57+BJ58","v":35727.516873637309},{"$f":"BQ57+BK58","v":3572751.6873637303},{"$f":"BR57+BL58","v":357275168.73637301},{"$f":"BS57+BM58","v":893187.92184093257},{"$f":"BT57+BN58","v":937847.31793297909}]
["E)","Plots",null,null,null,null,null,null,null,null,null,null,null,null,null,null,null,null,null,null,null,null,null,null,null,null,28,0.47167275537465725,0.40638983766211773,0.47167275537465725,0.547011355878815,0.86905299554526017,0.8256003457679969,0.86905299554526017,0.91250564532252298,0.95478507355580011,0.86905299554526017,0.8256003457679969,0.86905299554526017,0.91250564532252298,1.0025243272335902,10000,1000000,100000000,250000,250000,9547.8507355580005,954785.07355580013,95478507.355580017,238696.26838895003,250631.08180839755,286291.20362395793,28629120.362395797,2862912036.2395792,7157280.0905989492,7515144.0951288966,4503.4610643465903,450346.10643465904,45034610.643465906,112586.52660866476,118215.85293909801,881.01273242372042,88101.273242372044,8810127.3242372051,22025.318310593011,23126.584226122664,28,36608.529606061027,3660852.9606061024,366085296.06061023,915213.24015152559,960973.9021591018]
[null,"Installation Cost Curve Slope",{"$f":"(1-$C$30)*$C$29-$C$29","v":-0.28900000000000015},null,null,null,null,null,null,null,null,null,null,null,null,null,null,null,null,null,null,null,null,null,null,null,29,0.48888881094583225,0.41898792262964335,0.48888881094583225,0.56998583282572524,0.86470773056753381,0.82147234403915692,0.86470773056753381,0.90794311709591036,0.9500111481880209,0.86470773056753381,0.82147234403915692,0.86470773056753381,0.90794311709591036,0.99751170559742219,10000,1000000,100000000,250000,250000,9500.1114818802089,950011.14818802092,95001114.818802088,237502.78704700523,249377.92639935555,295791.31510583812,29579131.510583818,2957913151.0583811,7394782.8776459545,7764522.0215282524,4644.4982062292638,464449.8206229264,46444982.062292635,116112.4551557316,121918.07791351821,857.17344214283025,85717.344214283017,8571734.4214283023,21429.336053570754,22500.802856249298,29,37465.703048203861,3746570.3048203853,374657030.48203856,936642.57620509632,983474.70501535106]
[null,"Installation Cost Curve Intercept (Cost at installed capacity=0.034MW)",{"$f":"C29-LOG10(0.034)*C60","v":2.4655974070252116},null,null,null,null,null,null,null,null,null,null,null,null,null,null,null,null,null,null,null,null,null,null,null,30,0.50673325254535517,0.43197654823116227,0.50673325254535517,0.59392523780440576,0.86038419191469617,0.81736498231896115,0.86038419191469617,0.90340340151043075,0.94526109244708079,0.86038419191469617,0.81736498231896115,0.86038419191469617,0.90340340151043075,0.99252414706943504,10000,1000000,100000000,250000,250000,9452.6109244708077,945261.09244708077,94526109.244708076,236315.27311177019,248131.03676735875,305243.92603030894,30524392.603030898,3052439260.3030891,7631098.1507577244,8012653.0582956113,4789.9522788028489,478995.22788028489,47899522.788028494,119748.80697007122,125736.24731857481,833.97921831805502,83397.921831805506,8339792.183180551,20849.480457951377,21891.954480848948,30,38299.682266521915,3829968.226652191,382996822.66521913,957492.05666304776,1005366.6594962]
[null,null,null,null,null,null,null,null,null,null,null,null,null,null,null,null,null,null,null,null,null,null,null,null,null,null,31,0.52522901626326057,0.44536782122632829,0.52522901626326057,0.61887009779219082,0.85608227095512268,0.81327815740736631,0.85608227095512268,0.89888638450287861,0.94053478698484561,0.85608227095512268,0.81327815740736631,0.85608227095512268,0.89888638450287861,0.98756152633408778,10000,1000000,100000000,250000,250000,9405.347869848456,940534.78698484565,94053478.698484555,235133.69674621141,246890.38158352196,314649.27390015742,31464927.390015744,3146492739.0015736,7866231.8475039359,8259543.4398791334,4939.9616092942579,493996.16092942579,49399616.092942573,123499.04023235645,129673.99224397427,811.41260612050053,81141.260612050057,8114126.0612050043,20285.315153012514,21299.580910663139,31,39111.094872642418,3911109.4872642411,391110948.72642416,977777.37181606027,1026666.2404068632]
[null,null,null,null,null,null,null,null,null,null,null,null,null,null,null,null,null,null,null,null,null,null,null,null,null,null,32,0.54439987535686962,0.45917422368434441,0.54439987535686962,0.64486264189946285,0.85180185960034704,0.80921176662032945,0.85180185960034704,0.89439195258036419,0.93583211304992131,0.85180185960034704,0.80921176662032945,0.85180185960034704,0.89439195258036419,0.98262371870241738,10000,1000000,100000000,250000,250000,9358.3211304992128,935832.11304992135,93583211.304992124,233958.02826248034,245655.92967560433,324007.59503065661,32400759.503065664,3240075950.3065658,8100189.8757664161,8505199.3695547376,5094.6688569933303,509466.8856993331,50946688.569933303,127366.72142483327,133735.05749607494,789.45662303082963,78945.66230308298,7894566.2303082962,19736.415575770745,20723.236354559282,32,39900.551495673244,3990055.1495673242,399005514.95673245,997513.78739183105,1047389.4767614225]
[null,null,null,null,null,null,null,null,null,null,null,null,null,null,null,null,null,null,null,null,null,null,null,null,null,null,33,0.56427047080739534,0.47340862461855904,0.56427047080739534,0.67194687285924026,0.84754285030234533,0.80516570778722785,0.84754285030234533,0.88991999281746237,0.93115295248467156,0.84754285030234533,0.80516570778722785,0.84754285030234533,0.88991999281746237,0.97771060010890531,10000,1000000,100000000,250000,250000,9311.5295248467155,931152.95248467161,93115295.248467162,232788.2381211679,244427.65002722634,333319.12455550331,33331912.455550335,3333191245.5550327,8332978.1138875838,8749627.0195819642,5254.2211489222182,525422.11489222187,52542211.489222191,131355.52872305547,137923.30515920828,768.09474605905427,76809.474605905431,7680947.4605905442,19202.368651476358,20162.487084050183,33,40668.646241732298,4066864.6241732296,406686462.41732299,1016716.1560433074,1067551.9638454726]
[null,null,null,null,null,null,null,null,null,null,null,null,null,null,null,null,null,null,null,null,null,null,null,null,null,null,34,0.58486634299186524,0.48808429198173431,0.58486634299186524,0.70016864151932834,0.84330513605083357,0.80113987924829166,0.84330513605083357,0.88547039285337503,0.92649718772224832,0.84330513605083357,0.80113987924829166,0.84330513605083357,0.88547039285337503,0.97282204710836073,10000,1000000,100000000,250000,250000,9264.9718772224824,926497.18772224837,92649718.772224829,231624.29693056209,243205.51177709017,342584.09643272578,34258409.643272586,3425840964.3272576,8564602.4108181465,8992832.5313590541,5418.77021975359,541877.02197535906,54187702.197535902,135469.25549383977,142242.71826853175,747.31089931014969,74731.089931014969,7473108.9931014972,18682.772482753742,19616.911106891432,34,41415.957141042447,4141595.7141042445,414159571.41042447,1035398.9285260611,1087168.874952364]
[null,null,null,null,null,null,null,null,null,null,null,null,null,null,null,null,null,null,null,null,null,null,null,null,null,null,35,0.60621396451106835,0.50321490503316801,0.60621396451106835,0.72957572446314012,0.83908861037057936,0.79713417985205015,0.83908861037057936,0.88104304088910812,0.92186470178363711,0.83908861037057936,0.79713417985205015,0.83908861037057936,0.88104304088910812,0.96795793687281884,10000,1000000,100000000,250000,250000,9218.6470178363707,921864.70178363705,92186470.178363711,230466.17544590926,241989.48421820471,351802.74345056218,35180274.345056221,3518027434.5056214,8795068.5862640552,9234822.0155772585,5588.4725561107234,558847.25561107241,55884725.561107241,139711.8139027681,146697.40459790648,727.08944188612759,72708.944188612761,7270894.4188612765,18177.23604715319,19086.097849510847,35,42143.046582928575,4214304.658292857,421430465.82928574,1053576.1645732142,1106254.9728018749]
[null,null,null,null,null,null,null,null,null,null,null,null,null,null,null,null,null,null,null,null,null,null,null,null,null,null,36,0.62834077421572232,0.51881456708919615,0.62834077421572232,0.76021790489059204,0.83489316731872643,0.79314850895278988,0.83489316731872643,0.87663782568466253,0.9172553782747187,0.83489316731872643,0.79314850895278988,0.83489316731872643,0.87663782568466253,0.96311814718845468,10000,1000000,100000000,250000,250000,9172.5537827471871,917255.37827471865,91725537.827471867,229313.84456867966,240779.53679711366,360975.29723330936,36097529.723330937,3609752972.3330932,9024382.4308327343,9475601.5523743723,5763.4895453867202,576348.954538672,57634895.453867197,144087.238634668,151291.60056640141,707.41515611546822,70741.515611546813,7074151.5611546813,17685.378902886703,18569.64784803104,36,42850.46173904404,4285046.173904404,428504617.3904404,1071261.543476101,1124824.6206499059]
[null,null,null,null,null,null,null,null,null,null,null,null,null,null,null,null,null,null,null,null,null,null,null,null,null,null,37,0.65127521247459619,0.53489781866896124,0.65127521247459619,0.79214705689599696,0.83071870148213278,0.78918276640802587,0.83071870148213278,0.87225463655623925,0.91266910138334512,0.83071870148213278,0.78918276640802587,0.83071870148213278,0.87225463655623925,0.9583025564525125,10000,1000000,100000000,250000,250000,9126.6910138334515,912669.10138334509,91266910.138334513,228167.27534583627,239575.63911312813,370101.98824714281,37010198.824714281,3701019882.4714279,9252549.7061785702,9715177.1914875004,5943.9876292243689,594398.76292243681,59439876.292243689,148599.6907306092,156029.67526713971,688.27323610105122,68827.323610105115,6882732.3610105123,17206.830902526279,18067.1724476526,37,43538.734975145089,4353873.4975145096,435387349.7514509,1088468.3743786274,1142891.7930975584]
[null,null,null,null,null,null,null,null,null,null,null,null,null,null,null,null,null,null,null,null,null,null,null,null,null,null,38,0.67504675772991896,0.55147965104769903,0.67504675772991896,0.82541723328562888,0.82656510797472216,0.78523685257598574,0.82656510797472216,0.86789336337345802,0.90810575587642839,0.82656510797472216,0.78523685257598574,0.82656510797472216,0.86789336337345802,0.95351104367024997,10000,1000000,100000000,250000,250000,{"$f":"$AJ69*AP69","v":9081.0575587642834},908105.75587642833,90810575.587642834,227026.43896910708,238377.7609175625,379183.04580590711,37918304.58059071,3791830458.0590706,9479576.1451476775,9953554.9524050634,6130.1384618026023,613013.8461802603,61301384.618026026,153253.46154506507,160916.13462231835,669.64927657796761,66964.927657796768,6696492.7657796768,16741.231914449192,17578.293510171654,38,44208.384251723059,4420838.4251723066,442083842.51723057,1105209.6062930766,1160470.08660773]
[null,null,null,null,null,null,null,null,null,null,null,null,null,null,null,null,null,null,null,null,null,null,null,null,null,null,39,0.69968596438706099,0.56857552023017766,0.69968596438706099,0.86008475708362531,0.82243228243484856,0.78131066831310581,0.82243228243484856,0.86355389655659076,0.90356522709704634,0.82243228243484856,0.78131066831310581,0.82243228243484856,0.86355389655659076,0.94874348845189871,10000,1000000,100000000,250000,250000,9035.6522709704641,903565.22709704633,90356522.709704638,225891.30677426158,237185.87211297467,388218.69807687757,38821869.807687759,3882186980.768775,9705467.4519219398,10190740.824518038,6322.1190730801072,632211.90730801062,63221190.730801068,158052.97682700265,165955.62566835279,651.5292620728286,65152.926207282842,6515292.6207282851,16288.231551820711,17102.643129411746,39,44859.913513795887,4485991.3513795892,448599135.13795888,1121497.8378448973,1177572.7297371419]
[null,null,null,null,null,null,null,null,null,null,null,null,null,null,null,null,null,null,null,null,null,null,null,null,null,null,40,0.72522450208718869,0.58620136135731316,0.72522450208718869,0.89620831688113756,0.81832012102267426,0.77740411497154027,0.81832012102267426,0.85923612707380781,0.89904740096156099,0.81832012102267426,0.77740411497154027,0.81832012102267426,0.85923612707380781,0.94399977100963917,10000,1000000,100000000,250000,250000,8990.4740096156092,899047.40096156101,89904740.096156105,224761.85024039025,235999.94275240978,397209.17208649317,39720917.208649322,3972091720.8649311,9930229.3021623306,10426740.767270448,6520.1120371512907,652011.20371512917,65201120.37151292,163002.80092878229,171152.94097522143,633.89955635640956,63389.955635640967,6338995.5635640975,15847.488908910242,16639.863354355755,40,45493.813070152297,4549381.3070152299,454938130.70152301,1137345.3267538075,1194212.5930914977]
[null,null,null,null,null,null,null,null,null,null,null,null,null,null,null,null,null,null,null,null,null,null,null,null,null,null,41,0.75169519641337101,0.60437360355938985,0.75169519641337101,0.9338490661901454,0.81422852041756089,0.77351709439668259,0.81422852041756089,0.85493994643843874,0.8945521639567533,0.81422852041756089,0.77351709439668259,0.81422852041756089,0.85493994643843874,0.93927977215459091,10000,1000000,100000000,250000,250000,8945.5216395675325,894552.16395675333,89455216.395675331,223638.04098918833,234819.94303864773,406154.69372606068,40615469.372606076,4061546937.2606063,10153867.343151519,10661560.710309096,6724.3056458747769,672430.56458747771,67243056.458747774,168107.64114686943,176513.02320421289,616.74689218169965,61674.689218169966,6167468.9218169963,15418.672304542491,16189.605919769614,41,46110.559962333995,4611055.9962334,461105599.62334001,1152763.99905835,1210402.1990112672]
[null,null,null,null,null,null,null,null,null,null,null,null,null,null,null,null,null,null,null,null,null,null,null,null,null,null,42,0.77913207108245908,0.62310918526973091,0.77913207108245908,0.97307072697013153,0.81015737781547303,0.76964950892469919,0.81015737781547303,0.85066524670624655,0.89007940313696954,0.81015737781547303,0.76964950892469919,0.81015737781547303,0.85066524670624655,0.93458337329381802,10000,1000000,100000000,250000,250000,8900.7940313696945,890079.40313696954,89007940.313696951,222519.85078424239,233645.84332345449,415055.48775743035,41505548.775743045,4150554877.5743032,10376387.193935761,10895206.55363255,6934.8940879394604,693489.40879394615,69348940.879394606,173372.35219848654,182040.96980841085,600.05836129962256,60005.836129962263,6000583.6129962252,15001.459032490566,15751.531984115094,42,46710.618323633615,4671061.8323633624,467106183.23633623,1167765.4580908406,1226153.7309953822]
[null,null,null,null,null,null,null,null,null,null,null,null,null,null,null,null,null,null,null,null,null,null,null,null,null,null,43,0.80757039167696887,0.64242557001309253,0.80757039167696887,1.0139396975028772,0.80610659092639569,0.76580126138007565,0.80610659092639569,0.8464119204727153,0.8856290061212847,0.80610659092639569,0.76580126138007565,0.80610659092639569,0.8464119204727153,0.92991045642734893,10000,1000000,100000000,250000,250000,8856.2900612128469,885629.00612128468,88562900.612128466,221407.25153032117,232477.61410683722,423911.7778186432,42391177.78186433,4239117778.1864314,10597794.445466083,11127684.167739388,7152.0776335385053,715207.76335385058,71520776.335385054,178801.94083846264,187742.03788038576,583.8214047449278,58382.140474492779,5838214.0474492777,14595.535118623195,15325.311874554354,43,47294.439728378544,4729443.9728378551,472944397.28378552,1182360.9932094638,1241479.0428699364]
[null,null,null,null,null,null,null,null,null,null,null,null,null,null,null,null,null,null,null,null,null,null,null,null,null,null,44,0.83704671097317818,0.6623407626834984,0.83704671097317818,1.0565251647979981,0.80207605797176373,0.76197225507317523,0.80207605797176373,0.84217986087035168,0.88120086109067808,0.80207605797176373,0.76197225507317523,0.80207605797176373,0.84217986087035168,0.92526090414521212,10000,1000000,100000000,250000,250000,8812.0086109067815,881200.86109067802,88120086.109067813,220300.21527266951,231315.22603630304,432723.78642954997,43272378.642955005,4327237864.2954988,10818094.660738751,11358999.39377569,7376.0628248268458,737606.28248268447,73760628.248268455,184401.57062067112,193621.64915170474,568.02380338493106,56802.380338493094,5680238.0338493101,14200.595084623274,14910.624838854443,44,47862.463531763475,4786246.3531763479,478624635.31763482,1196561.588294087,1256389.6677087909]
[null,null,null,null,null,null,null,null,null,null,null,null,null,null,null,null,null,null,null,null,null,null,null,null,null,null,45,0.8675989159236992,0.68287332632668674,0.8675989159236992,1.1008992217195139,0.79806567768190495,0.75816239379780936,0.79806567768190495,0.83796896156599987,0.87679485678522484,0.79806567768190495,0.75816239379780936,0.79806567768190495,0.83796896156599987,0.92063459962448624,10000,1000000,100000000,250000,250000,8767.9485678522487,876794.85678522487,87679485.678522483,219198.71419630622,230158.64990612157,441491.73499740224,44149173.499740228,4414917349.974021,11037293.374935057,11589158.043681812,7607.0626723433616,760706.26723433624,76070626.723433614,190176.56680858406,199685.39514901329,552.65366872399875,55265.366872399878,5526536.6872399868,13816.34171809997,14507.15880400497,45,48415.117200487475,4841511.720048748,484151172.00487483,1210377.930012187,1270896.8265127959]
[null,"Password to unlock: UIUC",null,null,null,null,null,null,null,null,null,null,null,null,null,null,null,null,null,null,null,null,null,null,null,null,46,0.89926627635491418,0.70404239944281399,0.89926627635491418,1.1471369890317336,0.79407534929349544,0.75437158182882036,0.79407534929349544,0.83377911675816985,0.87241088250129872,0.79407534929349544,0.75437158182882036,0.79407534929349544,0.83377911675816985,0.91603142662636372,10000,1000000,100000000,250000,250000,8724.1088250129869,872410.88250129868,87241088.250129879,218102.72062532467,229007.85665659094,450215.84382241522,45021584.382241525,4502158438.2241507,11255396.095560381,11818165.900338402,7845.2968575844743,784529.68575844739,78452968.57584475,196132.42143961185,205939.04251159247,537.69943395685141,53769.943395685143,5376994.3395685153,13442.485848921286,14114.610141367351,46,48952.816634444323,4895281.6634444334,489528166.34444332,1223820.4158611083,1285011.4366541633]
[null,null,null,null,null,null,null,null,null,null,null,null,null,null,null,null,null,null,null,null,null,null,null,null,null,null,47,0.93208949544186848,0.72586771382554116,0.93208949544186848,1.1953167425710665,0.79010497254702794,0.75059972391967622,0.79010497254702794,0.82961022117437899,0.86804882808879225,0.79010497254702794,0.75059972391967622,0.79010497254702794,0.82961022117437899,0.91145126949323185,10000,1000000,100000000,250000,250000,8680.4882808879229,868048.82808879227,86804882.808879226,217012.20702219807,227862.81737330797,458896.33210330317,45889633.210330315,4588963321.0330296,11472408.302582579,12046028.717711709,8090.9919419218759,809099.19419218763,80909919.419218764,202274.79854804691,212388.53847544926,523.14984526395756,52314.984526395754,5231498.4526395751,13078.746131598939,13732.683438178885,47,49475.966479708281,4947596.6479708292,494759664.7970829,1236899.1619927073,1298744.1200923421]
[null,null,null,null,null,null,null,null,null,null,null,null,null,null,null,null,null,null,null,null,null,null,null,null,null,null,48,0.96611076202549662,0.74836961295413285,0.96611076202549662,1.2455200457590514,0.78615444768429277,0.74684672530007779,0.78615444768429277,0.82546217006850708,0.86370858394834826,0.78615444768429277,0.74684672530007779,0.78615444768429277,0.82546217006850708,0.90689401314576568,10000,1000000,100000000,250000,250000,8637.0858394834831,863708.5839483483,86370858.394834831,215927.14598708707,226723.50328644141,467533.41794278665,46753341.794278666,4675334179.4278641,11688335.448569667,12272752.220998151,8344.3815820630134,834438.15820630139,83443815.820630133,208609.53955157535,219040.01652915409,508.99395334246373,50899.395334246379,5089939.5334246373,12724.848833561595,13361.091275239673,48,49984.960433050743,4998496.0433050757,499849604.33050752,1249624.0108262689,1312105.2113675817]
[null,null,null,null,null,null,null,null,null,null,null,null,null,null,null,null,null,null,null,null,null,null,null,null,null,null,49,1.0013738048394272,0.77156907095571092,1.0013738048394272,1.2978318876809316,0.78222367544587135,0.7431124916735774,0.78222367544587135,0.82133485921816451,0.85939004102860661,0.78222367544587135,0.7431124916735774,0.78222367544587135,0.82133485921816451,0.90235954308003685,10000,1000000,100000000,250000,250000,8593.9004102860654,859390.04102860659,85939004.102860659,214847.51025715165,225589.88577000922,476127.31835307274,47612731.83530727,4761273183.5307245,11903182.958826818,12498342.106768161,8605.7067522592715,860570.67522592726,86057067.522592723,215142.66880648182,225899.80224680589,495.22110516628896,49522.110516628898,4952211.0516628902,12380.527629157225,12999.554010615086,49,50480.181538217032,5048018.1538217049,504801815.38217038,1262004.5384554262,1325104.7653781967]
[null,null,null,null,null,null,null,null,null,null,null,null,null,null,null,null,null,null,null,null,null,null,null,null,null,null,50,1.0379239487160663,0.79548771215533787,1.0379239487160663,1.3523408269635309,0.778312557068642,0.7393969292152095,0.778312557068642,0.81722818492207372,0.85509309082346363,0.778312557068642,0.7393969292152095,0.778312557068642,0.81722818492207372,0.89784774536463674,10000,1000000,100000000,250000,250000,8550.9309082346372,855093.09082346363,85509309.082346365,213773.27270586591,224461.93634115919,484678.24926130736,48467824.926130734,4846782492.6130705,12116956.231532684,12722804.04310932,8875.215973473154,887521.59734731528,88752159.734731525,221880.39933682882,232974.41930367026,481.82093596918338,48182.093596918334,4818209.3596918331,12045.523399229583,12647.799569191062,50,50962.002474186214,5096200.2474186234,509620024.74186224,1274050.0618546559,1337752.5649473877]
[null,null,null,null,null,null,null,null,null,null,null,null,null,null,null,null,null,null,null,null,null,null,null,null,null,null,51,1.0758081728442026,0.82014783123215329,1.0758081728442026,1.4091391416959993,0.7744209942832988,0.73569994456913346,0.7744209942832988,0.81314204399746337,0.85081762536934624,0.7744209942832988,0.73569994456913346,0.7744209942832988,0.81314204399746337,0.89335850663781358,10000,1000000,100000000,250000,250000,8508.1762536934621,850817.62536934623,85081762.536934629,212704.40634233656,223339.62665945338,493186.42551500082,49318642.551500082,4931864255.1500053,12329660.637875021,12946143.669768773,9153.1655497223965,915316.55497223965,91531655.497223973,228829.13874305991,240270.59568021289,468.78336144471513,46878.336144471512,4687833.6144471522,11719.584036117878,12305.563237923772,51,51430.78583563093,5143078.583563095,514307858.35630941,1285769.6458907737,1350058.1281853113]
[null,null,null,null,null,null,null,null,null,null,null,null,null,null,null,null,null,null,null,null,null,null,null,null,null,null,52,1.115075171153016,0.84557241400034999,1.115075171153016,1.4683229856472313,0.77054888931188226,0.73202144484628784,0.77054888931188226,0.80907633377747601,0.84656353724249933,0.77054888931188226,0.73202144484628784,0.77054888931188226,0.80907633377747601,0.88889171410462442,10000,1000000,100000000,250000,250000,8465.635372424993,846563.5372424993,84656353.724249929,211640.88431062482,222222.92852615612,501652.06088742579,50165206.088742584,5016520608.8742552,12541301.522185646,13168366.598294929,9439.819811825826,943981.98118258256,94398198.118258253,235995.49529564564,247795.27006042798,456.09857015732069,45609.857015732065,4560985.7015732061,11402.464253933016,11972.58746662967,52,51886.884405788252,5188688.4405788267,518868844.05788261,1297172.1101447067,1362030.715651941]
[null,null,null,null,null,null,null,null,null,null,null,null,null,null,null,null,null,null,null,null,null,null,null,null,null,null,53,1.1557754149001012,0.87178515883436081,1.1557754149001012,1.529992551044415,0.76669614486532289,0.72836133762205635,0.76669614486532289,0.80503095210858866,0.84233071955628691,0.76669614486532289,0.72836133762205635,0.76669614486532289,0.80503095210858866,0.88444725553410153,10000,1000000,100000000,250000,250000,8423.3071955628693,842330.71955628693,84233071.955628693,210582.67988907173,221111.81388352538,510075.36808298866,51007536.808298871,5100753680.8298836,12751884.202074718,13389478.412178455,9735.451368782682,973545.13687826833,97354513.687826827,243386.28421956708,255555.59843054551,443.75701615870048,44375.70161587005,4437570.1615870055,11093.925403967512,11648.621674165892,53,52330.641421946952,5233064.1421946967,523306414.21946961,1308266.0355486742,1373679.3373261068]
[null,null,null,null,null,null,null,null,null,null,null,null,null,null,null,null,null,null,null,null,null,null,null,null,null,null,54,1.1979612175439549,0.89881049875822594,1.1979612175439549,1.5942522381882804,0.76286266414099624,0.72471953093394603,0.76286266414099624,0.80100579734804567,0.83811906595850549,0.76286266414099624,0.72471953093394603,0.76286266414099624,0.80100579734804567,0.88002501925643084,10000,1000000,100000000,250000,250000,8381.1906595850542,838119.0659585055,83811906.595850542,209529.76648962637,220006.2548141077,518456.55874257372,51845655.874257378,5184565587.4257345,12961413.968564345,13609484.666992562,10040.341367024534,1004034.1367024535,100403413.67024533,251008.53417561337,263558.96088439407,431.74941180400998,43174.941180401001,4317494.1180400997,10793.73529510025,11333.422059855264,54,52762.390833750964,5276239.0833750973,527623908.33750969,1319059.7708437743,1385012.759385962]
[null,null,null,null,null,null,null,null,null,null,null,null,null,null,null,null,null,null,null,null,null,null,null,null,null,null,55,1.2416868019843093,0.92667362421973087,1.2416868019843093,1.6612108321921883,0.75904835082029121,0.72109593327927635,0.75904835082029121,0.7970007683613054,0.83392847062871289,0.75904835082029121,0.72109593327927635,0.75904835082029121,0.7970007683613054,0.87562489416014855,10000,1000000,100000000,250000,250000,8339.2847062871297,833928.47062871291,83392847.062871292,208482.11765717823,218906.22354003714,526795.8434488608,52679584.344886094,5267958434.4886055,13169896.086221524,13828390.8905326,10354.779757786326,1035477.9757786324,103547797.57786325,258869.49394465811,271812.96864189103,420.06672076243592,42006.672076243587,4200667.2076243581,10501.668019060897,11026.751420013941,55,53182.457554513399,5318245.7554513412,531824575.54513407,1329561.4388628353,1396039.5108059759]
[null,null,null,null,null,null,null,null,null,null,null,null,null,null,null,null,null,null,null,null,null,null,null,null,null,null,56,1.2870083702567365,0.95540050657054243,1.2870083702567365,1.7309816871442603,0.7552531090661897,0.71749045361288,0.7552531090661897,0.79301576451949884,0.82975882827556924,0.7552531090661897,0.71749045361288,0.7552531090661897,0.79301576451949884,0.87124676968934778,10000,1000000,100000000,250000,250000,8297.5882827556925,829758.82827556925,82975882.827556923,207439.70706889231,217811.69242233696,535093.4317316165,53509343.173161663,5350934317.3161621,13377335.793290416,14046202.582954938,10679.065572850797,1067906.5572850797,106790655.72850797,266976.63932126993,280325.47128733346,408.70015121689954,40870.015121689954,4087001.5121689951,10217.503780422488,10728.378969443615,56,53591.1577057303,5359115.7705730312,535911577.05730307,1339778.9426432578,1406767.8897754196]
[null,null,null,null,null,null,null,null,null,null,null,null,null,null,null,null,null,null,null,null,null,null,null,null,null,null,57,1.3339841757711073,0.98501792227422913,1.3339841757711073,1.8036829180043192,0.75147684352085875,0.71390300134481555,0.75147684352085875,0.7890506856969014,0.82561003413419143,0.75147684352085875,0.71390300134481555,0.75147684352085875,0.7890506856969014,0.86689053584090114,10000,1000000,100000000,250000,250000,8256.1003413419148,825610.03413419146,82561003.413419142,206402.50853354787,216722.6339602253,543349.53207295842,54334953.207295857,5433495320.7295809,13583738.301823964,14262925.216915162,11013.507208928551,1101350.7208928552,110135072.08928551,275337.6802232138,289104.56423437456,397.64114924776862,39764.114924776863,3976411.4924776857,9941.0287311942157,10438.080167753929,57,53988.798854978071,5398879.8854978085,539887988.54978073,1349719.9713744521,1417205.9699431735]
[null,null,null,null,null,null,null,null,null,null,null,null,null,null,null,null,null,null,null,null,null,null,null,null,null,null,58,1.3826745981867528,1.0155534778647302,1.3826745981867528,1.8794376005605007,0.74771945930325445,0.71033348633809146,0.74771945930325445,0.78510543226841689,0.82148198396352046,0.74771945930325445,0.71033348633809146,0.74771945930325445,0.78510543226841689,0.86255608316169663,10000,1000000,100000000,250000,250000,8214.8198396352054,821481.9839635205,82148198.396352053,205370.49599088012,215639.02079042417,551564.35191259359,55156435.191259377,5515643519.1259327,13789108.797814844,14478564.237705586,11358.422720944172,1135842.2720944171,113584227.20944172,283960.56802360428,298158.59642478457,386.88139239559968,38688.139239559961,3868813.9239559965,9672.0348098899904,10155.636550384494,58,54375.680247373668,5437568.0247373683,543756802.47373676,1359392.0061843421,1427361.606493558]
[null,null,null,null,null,null,null,null,null,null,null,null,null,null,null,null,null,null,null,null,null,null,null,null,null,null,59,1.4331422210205691,1.0470356356785366,1.4331422210205691,1.9583739797840418,0.74398086200673819,0.70678181890640102,0.74398086200673819,0.7811799051070748,0.81737457404370284,0.74398086200673819,0.70678181890640102,0.74398086200673819,0.7811799051070748,0.858243302745888,10000,1000000,100000000,250000,250000,8173.745740437028,817374.5740437028,81737457.404370278,204343.6435109257,214560.825686472,559738.09765303065,55973809.765303083,5597380976.530303,13993452.441325771,14693125.063392058,11714.140124507338,1171414.0124507339,117141401.24507338,292853.50311268348,307496.17826831766,376.41278339806473,37641.278339806478,3764127.8339806474,9410.3195849516196,9880.8355641992002,59,54752.093030771735,5475209.3030771744,547520930.30771744,1368802.3257692936,1437242.4420577572]
[null,null,null,null,null,null,null,null,null,null,null,null,null,null,null,null,null,null,null,null,null,null,null,null,null,null,60,1.4854519120878198,1.0794937403845712,1.4854519120878198,2.0406256869349715,0.74026095769670452,0.70324790981186902,0.74026095769670452,0.77727400558153947,0.81328770117348448,0.74026095769670452,0.70324790981186902,0.74026095769670452,0.77727400558153947,0.85395208623215868,10000,1000000,100000000,250000,250000,8132.8770117348449,813287.70117348444,81328770.117348447,203321.92529337111,213488.02155803968,567870.97466476553,56787097.466476567,5678709746.6476517,14196774.366619142,14906613.084950097,12080.997707856599,1208099.7707856598,120809977.07856598,302024.94269641495,317126.18983123574,366.2274440963526,36622.744409635256,3662274.4409635258,9155.6861024088139,9613.4704075292557,60,55118.320474868087,5511832.04748681,551183204.74868095,1377958.0118717025,1446855.9124652864]
[null,null,null,null,null,null,null,null,null,null,null,null,null,null,null,null,null,null,null,null,null,null,null,null,null,null,61,1.5396709068790251,1.1129580463364928,1.5396709068790251,2.1263319657862403,0.73655965290822101,0.69973167026280969,0.73655965290822101,0.77338763555363177,0.80922126266761696,0.73655965290822101,0.69973167026280969,0.73655965290822101,0.77338763555363177,0.8496823258009979,10000,1000000,100000000,250000,250000,8092.2126266761697,809221.26266761695,80922126.26676169,202305.31566690424,212420.58145024948,575963.18729144172,57596318.729144186,5759631872.9144135,14399079.682286046,15119033.666400347,12459.344353572396,1245934.4353572396,124593443.53572395,311483.60883930989,327057.78928127541,356.31770950645284,35631.770950645281,3563177.0950645278,8907.9427376613203,9353.3398745443865,61,55474.63818437454,5547463.8184374552,554746381.84374547,1386865.9546093638,1456209.2523398309]
[null,null,null,null,null,null,null,null,null,null,null,null,null,null,null,null,null,null,null,null,null,null,null,null,null,null,62,1.5958688949801094,1.1474597457729239,1.5958688949801094,2.2156379083492626,0.73287685464367991,0.69623301191149567,0.73287685464367991,0.76952069737586359,0.80517515635427883,0.73287685464367991,0.69623301191149567,0.73287685464367991,0.76952069737586359,0.84543391417199287,10000,1000000,100000000,250000,250000,8051.7515635427881,805175.15635427879,80517515.635427877,201293.7890885697,211358.47854299823,584014.93885498447,58401493.885498464,5840149388.5498409,14600373.471374616,15330392.144943345,12849.539870365397,1284953.9870365397,128495398.70365398,321238.49675913493,337300.42159709177,346.67612205086897,34667.612205086894,3466761.2205086895,8666.9030512717236,9100.2482038353119,62,55821.314306425411,5582131.4306425424,558213143.06425416,1395532.8576606356,1465309.5005436661]
[null,null,null,null,null,null,null,null,null,null,null,null,null,null,null,null,null,null,null,null,null,null,null,null,null,null,63,1.6541181096468833,1.1830309978918845,1.6541181096468833,2.3086947004999319,0.72921247037046155,0.69275184685193814,0.72921247037046155,0.7656730938889843,0.80114928057250756,0.72921247037046155,0.69275184685193814,0.72921247037046155,0.7656730938889843,0.84120674460113298,10000,1000000,100000000,250000,250000,8011.4928057250754,801149.28057250753,80114928.057250753,200287.32014312688,210301.68615028323,592026.43166070955,59202643.166070968,5920264316.6070919,14800660.791517742,15540693.831093628,13251.955335255567,1325195.5335255568,132519553.35255568,331298.8833813892,347863.82755045866,337.29542594641225,33729.542594641229,3372954.2594641228,8432.3856486603072,8854.0049310933227,{"$f":"AA94","v":63},56158.60973237182,5615860.9732371839,561586097.32371831,1403965.243309296,1474163.5054747595]
[null,null,null,null,null,null,null,null,null,null,null,null,null,null,null,null,null,null,null,null,null,null,null,null,null,null,64,1.7144934206489946,1.2197049588265327,1.7144934206489946,2.4056598779209293,0.72556640801860928,0.68928808761767846,0.72556640801860928,0.76184472841953943,0.79714353416964512,0.72556640801860928,0.68928808761767846,0.72556640801860928,0.76184472841953943,0.83700071087812744,10000,1000000,100000000,250000,250000,7971.4353416964514,797143.53416964517,79714353.416964516,199285.88354241129,209250.17771953187,599997.86700240604,59999786.700240612,5999978670.0240564,14999946.675060153,15749944.00881316,13666.973446467437,1366697.3446467437,136669734.46467435,{"$f":"AX95*$AB95","v":341674.33616168593},{"$f":"AY95*$AB95","v":358758.05296977021},{"$f":"BE95/(1+$C$11)^BO95","v":328.16856174385777},{"$f":"BF95/(1+$C$11)^BO95","v":32816.856174385779},{"$f":"BG95/(1+$C$11)^BO95","v":3281685.6174385771},8204.2140435964448,{"$f":"BI95/(1+$F$11)^BO95","v":8614.4247457762667},64,56486.778294115677,5648677.82941157,564867782.94115686,1412169.4573528925,1482777.9302205357]
[null,null,null,null,null,null,null,null,null,null,null,null,null,null,null,null,null,null,null,null,null,null,null,null,null,null,65,{"$f":"IF($C$9=1,AC96,IF($C$9=2,AD96,AE96))","v":1.7770724305026828},{"$f":"AC95*(1+($C$20-$C$21))","v":1.2575158125501551},{"$f":"AD95*(1+$C$20)","v":1.7770724305026828},{"$f":"AE95*(1+($C$20+$C$21))","v":2.5066975927936084},{"$f":"IF($C$9=1,AG96,IF($C$9=2,AH96,AI96))","v":0.72193857597851618},{"$f":"AG95*(1-$C$18)","v":0.68584164717959006},{"$f":"AH95*(1-$C$18)","v":0.72193857597851618},{"$f":"AI95*(1-$C$18)","v":0.75803550477744175},{"$f":"AF96*$C$16*$C$15*365/1000","v":0.7931578164987968},{"$f":"IF($C$9=1,AL96,IF($C$9=2,AM96,AN96))","v":0.72193857597851618},{"$f":"AL95*(1-$F$18)","v":0.68584164717959006},{"$f":"AM95*(1-$F$18)","v":0.72193857597851618},{"$f":"AN95*(1-$F$18)","v":0.75803550477744175},{"$f":"AK96*($F$16)*($F$15*365)/1000","v":0.83281570732373666},10000,1000000,100000000,250000,250000,7931.5781649879682,{"$f":"$AJ96*AQ96","v":793157.8164987968},{"$f":"$AJ96*AR96","v":79315781.649879679},{"$f":"$AJ96*AS96","v":198289.4541246992},208203.92683093416,607929.44516739401,60792944.516739406,6079294451.6739359,15198236.129184851,15958147.935644094,14094.988887377178,1409498.8887377176,140949888.87377176,352374.72218442941,369993.45829365088,319.28866101534993,31928.86610153499,3192886.6101534991,{"$f":"BH96/(1+$C$11)^BO96","v":7982.2165253837475},8381.3273516529352,65,56806.066955131027,5680606.695513105,568060669.55131042,1420151.6738782763,1491159.2575721887]
[null,null,null,null,null,null,null,null,null,null,null,null,null,null,null,null,null,null,null,null,null,null,null,null,null,null,{"$f":"AA96+1","v":66},1.8419355742160306,1.2964988027392097,1.8419355742160306,2.6119788916909399,0.71832888309862364,0.68241243894369208,0.71832888309862364,0.75424532725355453,0.78919202741630279,0.71832888309862364,0.68241243894369208,0.71832888309862364,0.75424532725355453,0.82865162878711807,{"$f":"AP96","v":10000},{"$f":"AQ96","v":1000000},{"$f":"AR96","v":100000000},{"$f":"AS96","v":250000},{"$f":"AT96","v":250000},7891.9202741630279,789192.02741630282,78919202.741630286,197298.00685407571,{"$f":"$AO97*AT97","v":207162.9071967795},{"$f":"AZ96+AU97","v":615821.36544155702},{"$f":"BA96+AV97","v":61582136.544155709},{"$f":"BB96+AW97","v":6158213654.4155664},{"$f":"BC96+AX97","v":15395534.136038927},{"$f":"BD96+AY97","v":16165310.842840873},14536.40870185761,1453640.870185761,145364087.01857612,363410.21754644025,381580.72842376231,310.64904118556422,31064.904118556424,3106490.4118556427,7766.2260296391059,8154.5373311210624,66,57116.71599631659,5711671.5996316615,571167159.96316612,1427917.8999079154,1499313.7949033098]
[null,null,null,null,null,null,null,null,null,null,null,null,null,null,null,null,null,null,null,null,null,null,null,null,null,null,67,1.9091662226749158,1.3366902656241251,1.9091662226749158,2.7216820051419592,0.71473723868313055,0.67900037674897362,0.71473723868313055,0.75047410061728681,0.78524606727922142,0.71473723868313055,0.67900037674897362,0.71473723868313055,0.75047410061728681,0.82450837064318239,10000,1000000,100000000,250000,250000,7852.4606727922146,785246.06727922137,78524606.727922142,196311.51681980534,206127.09266079561,623673.82611434918,62367382.611434929,6236738261.1434889,15591845.652858732,16371437.935501669,14991.65268137804,1499165.2681378038,149916526.8137804,374791.31703445094,393530.88288617349,302.24320050272945,30224.320050272938,3022432.0050272942,7556.0800125682345,7933.8840131966463,67,57418.95919681932,5741895.9196819346,574189591.96819341,1435473.9799204837,1507247.6789165065]
[null,null,null,null,null,null,null,null,null,null,null,null,null,null,null,null,null,null,null,null,null,null,null,null,null,null,68,1.9788507898025502,1.3781276638584727,1.9788507898025502,2.8359926493579217,0.71116355248971486,0.67560537486522876,0.71116355248971486,0.7467217301142004,0.78131983694282525,0.71116355248971486,0.67560537486522876,0.71116355248971486,0.7467217301142004,0.82038582878996658,10000,1000000,100000000,250000,250000,7813.1983694282526,781319.83694282523,78131983.694282532,195329.95923570631,205096.45719749163,631487.02448377747,63148702.448377751,6314870244.8377714,15787175.612094438,16576534.39269916,15461.153764227096,1546115.3764227096,154611537.64227095,386528.84410567739,405855.28631096124,294.06481314572983,29406.481314572982,2940648.1314572981,7351.6203286432456,7719.2013450754066,68,57713.024009965047,5771302.4009965081,577130240.09965074,1442825.600249127,1514966.8802615819]
[null,null,null,null,null,null,null,null,null,null,null,null,null,null,null,null,null,null,null,null,null,null,null,null,null,null,69,2.0510788436303433,1.4208496214380852,2.0510788436303433,2.9551043406309545,0.70760773472726624,0.67222734799090256,0.70760773472726624,0.74298812146362936,0.77741323775811111,0.70760773472726624,0.67222734799090256,0.70760773472726624,0.74298812146362936,0.81628389964601655,10000,1000000,100000000,250000,250000,7774.1323775811106,777413.23775811109,77741323.775811106,194353.30943952777,204070.97491150413,639261.15686135856,63926115.686135858,6392611568.6135826,15981528.921533965,16780605.367610663,15945.358447238275,1594535.8447238277,159453584.47238275,398633.96118095692,418565.65924000472,286.10772446360482,28610.772446360486,2861077.2446360486,7152.6931115901216,7510.3277671696269,69,57999.131734428651,5799913.1734428685,579991317.3442868,1449978.2933607171,1522477.2080287514]
[null,null,null,null,null,null,null,null,null,null,null,null,null,null,null,null,null,null,null,null,null,null,null,null,null,null,70,2.1259432214228506,1.4648959597026658,2.1259432214228506,3.0792187229374548,0.7040696960536299,0.66886621125094803,0.7040696960536299,0.73927318085631122,0.77352617156932046,0.7040696960536299,0.66886621125094803,0.7040696960536299,0.73927318085631122,0.81220248014778651,10000,1000000,100000000,250000,250000,7735.2617156932047,773526.17156932049,77352617.156932041,193381.54289233012,203050.62003694664,646996.41857705172,64699641.857705176,6469964185.7705145,16174910.464426294,16983655.987647612,16444.727210409659,1644472.7210409658,164447272.10409656,411118.18026024144,431674.08927325357,278.36594634386205,27836.594634386202,2783659.4634386199,6959.1486585965504,7307.1060915263788,70,58277.497680772511,5827749.7680772543,582774976.80772543,1456937.4420193136,1529784.3141202778]
[null,null,null,null,null,null,null,null,null,null,null,null,null,null,null,null,null,null,null,null,null,null,null,null,null,null,71,2.2035401490047848,1.5103077344534483,2.2035401490047848,3.2085459093008279,0.70054934757336174,0.66552188019469327,0.70054934757336174,0.73557681495202965,0.76965854071147388,0.70054934757336174,0.66552188019469327,0.70054934757336174,0.73557681495202965,0.80814146774704765,10000,1000000,100000000,250000,250000,7696.5854071147387,769658.54071147391,76965854.071147382,192414.63517786848,202035.36693676191,654693.00398416643,65469300.398416653,6546930039.8416615,16367325.099604163,17185691.354584374,16959.734954821663,1695973.4954821665,169597349.54821661,423993.37387054163,445193.04256406875,270.83365270611876,27083.365270611877,2708336.5270611872,6770.8413176529693,7109.383383535619,71,58548.331333478629,5854833.1333478661,585483313.33478665,1463708.2833369665,1536893.6975038133]
[null,null,null,null,null,null,null,null,null,null,null,null,null,null,null,null,null,null,null,null,null,null,null,null,null,null,72,2.2839693644434593,1.5571272742215052,2.2839693644434593,3.3433048374914627,0.69704660083549497,0.66219427079371984,0.69704660083549497,0.73189893087726954,0.76581024800791664,0.69704660083549497,0.66219427079371984,0.69704660083549497,0.73189893087726954,0.80410076040831246,10000,1000000,100000000,250000,250000,7658.1024800791665,765810.24800791661,76581024.800791666,191452.56200197915,201025.19010207811,662351.10646424559,66235110.646424569,6623511064.6424532,16558777.661606142,17386716.544686452,17490.871454269294,1749087.1454269292,174908714.54269293,437271.78635673231,459135.37567456893,263.5051751176818,26350.517511768179,2635051.7511768178,6587.6293779420448,6917.0108468391472,72,58811.836508596309,5881183.6508596344,588118365.08596349,1470295.9127149086,1543810.7083506524]
[null,null,null,null,null,null,null,null,null,null,null,null,null,null,null,null,null,null,null,null,null,null,null,null,null,null,73,2.3673342462456457,1.6053982197223717,2.3673342462456457,3.4837236406661041,0.6935613678313175,0.65888329943975121,0.6935613678313175,0.72823943622288323,0.76198119676787701,0.6935613678313175,0.65888329943975121,0.6935613678313175,0.72823943622288323,0.8000802566062708,10000,1000000,100000000,250000,250000,7619.8119676787701,761981.19676787697,76198119.676787704,190495.29919196924,200020.0641515677,669970.91843192431,66997091.843192443,6699709184.3192406,16749272.960798111,17586736.608838018,18038.641821038371,1803864.1821038371,180386418.21038371,450966.04552595929,473514.34780225722,256.37499852776398,25637.4998527764,2563749.9852776397,6409.3749631941,6729.8437113538039,73,59068.21150712407,5906821.1507124109,590682115.07124114,1476705.2876781027,1550540.5520620062]
[null,null,null,null,null,null,null,null,null,null,null,null,null,null,null,null,null,null,null,null,null,null,null,null,null,null,74,2.4537419462336119,1.6551655645337651,2.4537419462336119,3.6300400335740806,0.6900935609921609,0.65558888294255246,0.6900935609921609,0.72459823904176879,0.75817129078403755,0.6900935609921609,0.65558888294255246,0.6900935609921609,0.72459823904176879,0.79607985532323944,10000,1000000,100000000,250000,250000,7581.7129078403759,758171.29078403756,75817129.078403756,189542.82269600939,199019.96383080987,677552.63133976469,67755263.133976474,6775526313.397644,16938815.783494119,17785756.572668828,18603.566986268739,1860356.698626874,186035669.86268741,465089.1746567185,488343.63338955445,249.43775711712942,24943.775711712944,2494377.5711712944,6235.943927928236,6547.7411243246479,74,59317.649264241198,5931764.9264241243,593176492.64241242,1482941.2316060311,1557088.2931863309]
[null,null,null,null,null,null,null,null,null,null,null,null,null,null,null,null,null,null,null,null,null,null,null,null,null,null,75,2.5433035272711386,1.7064756970343116,2.5433035272711386,3.7825017149841922,0.68664309318720007,0.65231093852783972,0.68664309318720007,0.72097524784655997,0.75438043433011726,0.68664309318720007,0.65231093852783972,0.68664309318720007,0.72097524784655997,0.79209945604662324,10000,1000000,100000000,250000,250000,7543.8043433011726,754380.43433011731,75438043.433011726,188595.10858252933,198024.86401165582,685096.43568306591,68509643.568306595,6850964356.8306561,17127410.892076649,17983781.436680485,19186.184195361209,1918618.419536121,191861841.95361209,479654.60488403024,503637.33512823179,242.6882302600425,24268.823026004251,2426882.3026004247,6067.2057565010628,6370.5660443261158,75,59560.33749450124,5956033.7494501285,595603374.94501281,1489008.4373625321,1563458.8592306571]
[null,null,null,null,null,null,null,null,null,null,null,null,null,null,null,null,null,null,null,null,null,null,null,null,null,null,76,2.6361341060165353,1.7593764436423751,2.6361341060165353,3.9413667870135285,0.68320987772126407,0.6490493838352005,0.68320987772126407,0.7173703716073272,0.75060853215846679,0.68320987772126407,0.6490493838352005,0.68320987772126407,0.7173703716073272,0.78813895876639017,10000,1000000,100000000,250000,250000,7506.0853215846682,750608.53215846675,75060853.215846673,187652.13303961669,197034.73969159756,692602.52100465063,69260252.100465059,6926025210.0465031,17315063.025116265,18180816.176372081,19787.047518899439,1978704.7518899436,197870475.18899435,494676.1879724859,519409.99737111025,236.12133859548248,23612.133859548245,2361213.3859548243,5903.0334648870612,6198.1851381314154,76,{"$f":"BP106+BJ107","v":59796.458833096724},{"$f":"BQ106+BK107","v":5979645.8833096763},{"$f":"BR106+BL107","v":597964588.33096766},{"$f":"BS106+BM107","v":1494911.4708274191},{"$f":"BT106+BN107","v":1569657.0443687886}]
[null,null,null,null,null,null,null,null,null,null,null,null,null,null,null,null,null,null,null,null,null,null,null,null,null,null,77,2.732353000886139,1.8139171133952885,2.732353000886139,4.1069041920680966,0.67979382833265778,0.64580413691602445,0.67979382833265778,0.71378351974929055,0.74685548949767444,0.67979382833265778,0.64580413691602445,0.67979382833265778,0.71378351974929055,0.78419826397255821,10000,1000000,100000000,250000,250000,7468.5548949767444,746855.4894976744,74685548.949767441,186713.8723744186,196049.56599313955,700071.07589962741,70007107.589962736,7000710758.9962702,17501776.897490684,18376865.742365222,20406.728379572571,2040672.8379572569,204067283.7957257,510168.20948931423,535676.61996378005,229.73214020466648,22973.214020466647,2297321.4020466646,5743.3035051166617,6030.4686803724953,77,60026.190973301389,6002619.0973301427,600261909.73301435,1500654.7743325357,1575687.5130491611]
[null,null,null,null,null,null,null,null,null,null,null,null,null,null,null,null,null,null,null,null,null,null,null,null,null,null,78,2.8320838854184829,1.8701485439105423,2.8320838854184829,4.2793941681349565,0.67639485919099451,0.64257511623144437,0.67639485919099451,0.71021460215054411,0.743121212050186,0.67639485919099451,0.64257511623144437,0.67639485919099451,0.71021460215054411,0.78027727265269542,10000,1000000,100000000,250000,250000,7431.2121205018602,743121.212050186,74312121.205018595,185780.3030125465,195069.31816317386,707502.28802012932,70750228.80201292,7075022880.2012892,17687557.20050323,18571935.060528398,21045.816095599832,2104581.609559983,210458160.9559983,526145.40238999575,552452.67250949563,223.51582689200575,22351.582689200575,2235158.2689200575,5587.8956723001438,5867.2904559151521,78,60249.706800193395,6024970.6800193433,602497068.00193441,1506242.6700048358,1581554.8035050763]
[null,null,null,null,null,null,null,null,null,null,null,null,null,null,null,null,null,null,null,null,null,null,null,null,null,null,79,2.9354549472362574,1.9281231487717689,2.9354549472362574,4.459128723196625,0.67301288489503952,0.63936224065028713,0.67301288489503952,0.70666352913979136,0.73940560598993521,0.67301288489503952,0.63936224065028713,0.67301288489503952,0.70666352913979136,0.77637588628943199,10000,1000000,100000000,250000,250000,7394.0560598993525,739405.60598993523,73940560.598993525,184851.40149748381,194093.97157235799,714896.34408002871,71489634.408002853,7148963440.8002825,17872408.602000713,18766029.032100756,21704.918441173784,2170491.8441173784,217049184.41173783,542622.96102934459,569754.10908081173,217.46772056669445,21746.772056669444,2174677.2056669444,5436.6930141673611,5708.527664875729,79,60467.174520760091,6046717.4520760123,604671745.20760131,1511679.3630190031,1587263.3311699522]
[null,null,null,null,null,null,null,null,null,null,null,null,null,null,null,null,null,null,null,null,null,null,null,null,null,null,80,3.0425990528103806,1.9878949663836936,3.0425990528103806,4.6464121295708836,0.66964782047056437,0.63616542944703569,0.66964782047056437,0.70313021149409238,0.73570857795998557,0.66964782047056437,0.63616542944703569,0.66964782047056437,0.70313021149409238,0.77249400685798486,10000,1000000,100000000,250000,250000,7357.0857795998554,735708.57795998559,73570857.795998558,183927.1444899964,193123.5017144962,722253.42985962855,72225342.985962838,7222534298.5962811,18056335.746490709,18959152.533815254,22384.662224455242,2238466.2224455243,223846622.2445524,559616.55561138107,587597.38339195005,211.58326972220939,21158.326972220941,2115832.6972220936,5289.5817430552352,5554.0608302079963,80,60678.757790482297,6067875.7790482333,606787577.90482342,1516968.9447620583,1592817.3920001602]
[null,null,null,null,null,null,null,null,null,null,null,null,null,null,null,null,null,null,null,null,null,null,null,null,null,null,81,3.1536539182379593,2.0495197103415879,3.1536539182379593,4.8415614390128612,0.66629958136821155,0.63298460229980047,0.66629958136821155,0.69961456043662196,0.7320300350701856,0.66629958136821155,0.63298460229980047,0.66629958136821155,0.69961456043662196,0.76863153682369489,10000,1000000,100000000,250000,250000,7320.3003507018557,732030.03507018555,73203003.507018566,183007.50876754639,192157.88420592374,729573.73021033045,72957373.021033019,7295737302.1033001,18239343.255258255,19151310.418021176,23085.693883669614,2308569.3883669614,230856938.83669618,577142.34709174035,605999.46444632742,205.85804601107037,20585.804601107036,2058580.4601107039,5146.4511502767591,5403.7737077905977,81,60884.615836493365,6088461.5836493401,608846158.36493409,1522115.395912335,1598221.1657079507]
[null,null,null,null,null,null,null,null,null,null,null,null,null,null,null,null,null,null,null,null,null,null,null,null,null,null,82,3.2687622862536445,2.1130548213621769,3.2687622862536445,5.0449070194514016,0.66296808346137048,0.62981967928830151,0.66296808346137048,0.6961164876344389,0.72836988489483467,0.66296808346137048,0.62981967928830151,0.66296808346137048,0.6961164876344389,0.76478837913957642,10000,1000000,100000000,250000,250000,7283.6988489483465,728369.88489483471,72836988.489483461,182092.47122370868,191197.09478489411,736857.4290592788,73685742.905927852,7368574290.5927839,18421435.726481963,19342507.512806069,23808.680101871436,2380868.0101871439,238086801.01871434,595217.00254678598,624977.85267412523,200.28774091228496,20028.774091228501,2002877.4091228496,5007.1935228071252,5257.5531989474812,82,61084.903577405654,6108490.3577405689,610849035.77405691,1527122.5894351422,1603478.7189068983]
[null,null,null,null,null,null,null,null,null,null,null,null,null,null,null,null,null,null,null,null,null,null,null,null,null,null,83,3.3880721097019024,2.1785595208244044,3.3880721097019024,5.256793114268361,0.65965324304406359,0.62667058089186001,0.65965324304406359,0.69263590519626672,0.72472803547036035,0.65965324304406359,0.62667058089186001,0.65965324304406359,0.69263590519626672,0.76096443724387852,10000,1000000,100000000,250000,250000,7247.2803547036037,724728.03547036031,72472803.547036037,181182.00886759008,190241.10931096962,744104.70941398246,74410470.941398218,7441047094.1398201,18602617.735349555,19532748.622117039,24554.308440961791,2455430.8440961787,245543084.4096179,613857.71102404466,644550.59657524712,194.86816248896736,19486.816248896732,1948681.6248896734,4871.704062224183,5115.2892653353938,83,61279.771739894619,6127977.1739894655,612797717.39894664,1531994.2934973664,1608594.0081722336]
[null,null,null,null,null,null,null,null,null,null,null,null,null,null,null,null,null,null,null,null,null,null,null,null,null,null,84,3.5117367417060219,2.2460948659699609,3.5117367417060219,5.477578425067632,0.65635497682884325,0.62353722798740074,0.65635497682884325,0.68917272567028542,0.72110439529300852,0.65635497682884325,0.62353722798740074,0.65635497682884325,0.68917272567028542,0.75715961505765905,10000,1000000,100000000,250000,250000,7211.0439529300847,721104.39529300854,72110439.529300854,180276.09882325213,189289.90376441478,751315.7533669126,75131575.336691231,7513157533.6691208,18782893.834172808,19722038.525881454,25323.287995561608,2532328.7995561608,253232879.95561612,633082.1998890402,664736.30988349242,189.59523223369393,18959.523223369393,1895952.3223369396,4739.8808058423483,4976.8748461344676,84,61469.366972128315,6146936.6972128348,614693669.72128356,1536734.1743032087,1613570.8830183682]
[null,null,null,null,null,null,null,null,null,null,null,null,null,null,null,null,null,null,null,null,null,null,null,null,null,null,85,3.6399151327782917,2.3157238068150297,3.6399151327782917,5.7076367189204724,0.65307320194469898,0.62041954184746373,0.65307320194469898,0.685726862041934,0.7174988733165435,0.65307320194469898,0.62041954184746373,0.65307320194469898,0.685726862041934,0.75337381698237071,10000,1000000,100000000,250000,250000,7174.9887331654354,717498.87331654353,71749887.331654355,179374.71832913588,188343.45424559267,758490.74210007803,75849074.210007772,7584907421.0007753,18962268.552501943,19910381.980127048,26116.350067362611,2611635.0067362613,261163500.67362612,652908.75168406533,685554.18926826853,184.46498199921945,18446.498199921945,1844649.8199921947,4611.6245499804863,4842.2057774795103,85,61653.831954127534,6165383.1954127569,616538319.54127574,1541345.7988531892,1618413.0887958477]
[null,null,null,null,null,null,null,null,null,null,null,null,null,null,null,null,null,null,null,null,null,null,null,null,null,null,86,3.7727720351246994,2.3875112448262952,3.7727720351246994,5.9473574611151321,0.64980783593497549,0.61731744413822642,0.64980783593497549,0.68229822773172433,0.71391137894996071,0.64980783593497549,0.61731744413822642,0.64980783593497549,0.68229822773172433,0.74960694789745874,10000,1000000,100000000,250000,250000,7139.1137894996073,713911.37894996069,71391137.894996077,178477.84473749017,187401.7369743647,765629.85588957765,76562985.588957727,7656298558.895771,19140746.397239432,20097783.717101414,{"$f":"AU117*$AB117","v":26934.248860597239},{"$f":"AV117*$AB117","v":2693424.8860597238},{"$f":"AW117*$AB117","v":269342488.60597241},673356.22151493095,707024.0325906775,179.47355101224528,17947.355101224526,1794735.5101224529,4486.8387753061315,4711.1807140714382,86,61833.305505139782,6183330.5505139818,618333055.05139816,1545832.6376284955,1623124.2695099192]
[null,null,null,null,null,null,null,null,null,null,null,null,null,null,null,null,null,null,null,null,null,null,null,null,null,null,87,3.9104782144067509,2.4615240934159099,3.9104782144067509,6.1971464744819675,0.64655879675530059,0.61423085691753532,0.64655879675530059,0.67888673659306575,0.71034182205521101,0.64655879675530059,0.61423085691753532,0.64655879675530059,0.67888673659306575,0.74585891315797148,10000,1000000,100000000,250000,250000,7103.4182205521101,710341.82205521106,71034182.205521107,177585.45551380276,186464.72828949286,772733.2741101298,77273327.411012933,7727332741.1012917,19318331.852753233,20284248.445390906,27777.762199288994,2777776.2199288998,277777621.99289,694444.05498222494,729166.25773133605,174.61718296799174,17461.718296799176,1746171.8296799178,4365.4295741997939,4583.7010529097834,87,62007.922688107778,6200792.2688107807,620079226.88107812,1550198.0672026952,1627707.9705628289]
[null,null,null,null,null,null,null,null,null,null,null,null,null,null,null,null,null,null,null,null,null,null,null,null,null,null,88,4.0532106692325973,2.5378313403118029,4.0532106692325973,6.4574266264102107,0.64332600277152407,0.61115970263294761,0.64332600277152407,0.67549230291010043,0.70679011294493499,0.64332600277152407,0.61115970263294761,0.64332600277152407,0.67549230291010043,0.74212961859218163,10000,1000000,100000000,250000,250000,7067.9011294493503,706790.11294493498,70679011.294493496,176697.52823623375,185532.4046480454,779801.17523957917,77980117.523957863,7798011752.3957853,19495029.380989466,20469780.850038953,28647.69226696523,2864769.2266965229,286476922.66965228,716192.30667413073,752001.9220078371,169.89222320338854,16989.222320338853,1698922.2320338853,4247.3055800847133,4459.6708590889484,88,62177.814911311165,6217781.4911311194,621778149.11311197,1554445.3727827799,1632167.6414219178]
[null,null,null,null,null,null,null,null,null,null,null,null,null,null,null,null,null,null,null,null,null,null,null,null,null,null,89,4.2011528586595874,2.6165041118614685,4.2011528586595874,6.7286385447194395,0.64010937275766644,0.60810390411978288,0.64010937275766644,0.67211484139554989,0.70325616238021016,0.64010937275766644,0.60810390411978288,0.64010937275766644,0.67211484139554989,0.73841897049922078,10000,1000000,100000000,250000,250000,7032.5616238021012,703256.16238021012,70325616.238021016,175814.04059505253,184604.74262480519,786833.73686338123,78683373.686338067,7868337368.6338062,19670843.421584517,20654385.592663758,29544.866369535906,2954486.6369535909,295448663.69535911,738621.65923839773,775552.74220031768,165.29511594675532,16529.511594675532,1652951.1594675535,4132.3778986688831,4338.9967936023277,89,62343.110027257921,6234311.0027257949,623431100.27257955,1558577.7506814487,1636506.6382155202]
[null,null,null,null,null,null,null,null,null,null,null,null,null,null,null,null,null,null,null,null,null,null,null,null,null,null,90,4.3544949380006619,2.6976157393291738,4.3544949380006619,7.011241363597656,0.63690882589387809,0.60506338459918396,0.63690882589387809,0.66875426718857212,0.69973988156830924,0.63690882589387809,0.60506338459918396,0.63690882589387809,0.66875426718857212,0.73472687564672456,10000,1000000,100000000,250000,250000,6997.3988156830928,699739.88156830927,69973988.156830922,174934.97039207732,183681.71891168115,793831.13567906432,79383113.56790638,7938311356.790637,19845778.391976595,20838067.311575439,30470.137722063853,3047013.7722063852,304701377.22063851,761753.44305159629,799841.11520417605,160.82240164190364,16082.240164190362,1608224.0164190361,4020.5600410475904,4221.5880430999696,90,62503.932428899825,6250393.2428899854,625039324.2889986,1562598.3107224964,1640728.2262586202]
[null,null,null,null,null,null,null,null,null,null,null,null,null,null,null,null,null,null,null,null,null,null,null,null,null,null,91,4.5134340032376858,2.7812418272483779,4.5134340032376858,7.3057135008687579,0.63372428176440865,0.60203806767618806,0.63372428176440865,0.66541049585262924,0.6962411821604676,0.63372428176440865,0.60203806767618806,0.63372428176440865,0.66541049585262924,0.73105324126849103,10000,1000000,100000000,250000,250000,6962.4118216046763,696241.18216046761,69624118.216046765,174060.2955401169,182763.31031712276,800793.54750066902,80079354.750066847,8007935475.0066833,20019838.687516712,21020830.62189256,31424.386260174582,3142438.6260174583,314243862.60174584,785609.65650436457,824890.1393295828,156.47071434464519,15647.071434464518,1564707.143446452,3911.7678586161296,4107.3562515469357,91,62660.403143244468,6266040.3143244497,626604031.43244505,1566510.0785811124,1644835.582510167]
[null,null,null,null,null,null,null,null,null,null,null,null,null,null,null,null,null,null,null,null,null,null,null,null,null,null,92,4.6781743443558614,2.8674603238930771,4.6781743443558614,7.6125534679052462,0.63055566035558663,0.59902787733780716,0.63055566035558663,0.66208344337336611,0.69275997624966523,0.63055566035558663,0.59902787733780716,0.63055566035558663,0.66208344337336611,0.72739797506214843,10000,1000000,100000000,250000,250000,6927.5997624966521,692759.97624966525,69275997.624966517,173189.99406241631,181849.4937655371,807721.14726316568,80772114.726316512,8077211472.63165,20193028.681579128,21202680.115658097,32408.519476877598,3240851.94768776,324085194.76877594,810212.98692194,850723.63626803691,152.23677918974866,15223.677918974869,1522367.7918974864,3805.9194797437171,3996.2154537309025,92,62812.639922434217,6281263.992243425,628126399.22434258,1570315.9980608562,1648831.7979638979]
[null,null,null,null,null,null,null,null,null,null,null,null,null,null,null,null,null,null,null,null,null,null,null,null,null,null,93,4.8489277079248501,2.9563515939337623,4.8489277079248501,7.932280713557267,0.62740288205380867,0.59603273795111811,0.62740288205380867,0.65877302615649924,0.68929617636841689,0.62740288205380867,0.59603273795111811,0.62740288205380867,0.65877302615649924,0.72376098518683785,10000,1000000,100000000,250000,250000,6892.9617636841685,689296.17636841687,68929617.636841685,172324.04409210422,180940.24629670946,814614.10902684985,81461410.902684927,8146141090.2684917,20365352.725671232,21383620.361954808,33423.473285594708,3342347.3285594708,334234732.85594708,835586.83213986771,877366.17374686128,148.11740992643735,14811.740992643736,1481174.0992643735,3702.935248160934,3888.0820105689813,93,62960.757332360656,6296075.7332360689,629607573.32360697,1574018.9333090172,1652719.879974467]
[null,null,null,null,null,null,null,null,null,null,null,null,null,null,null,null,null,null,null,null,null,null,null,null,null,null,94,5.025913569264107,3.0479984933457089,5.025913569264107,8.2654365035266721,0.62426586764353964,0.59305257426136249,0.62426586764353964,0.65547916102571679,0.68584969548657482,0.62426586764353964,0.59305257426136249,0.62426586764353964,0.65547916102571679,0.7201421802609036,10000,1000000,100000000,250000,250000,6858.4969548657482,685849.69548657478,68584969.548657477,171462.4238716437,180035.54506522589,821472.60598171561,82147260.598171502,8214726059.8171492,20536815.149542876,21563655.907020032,34470.212910216324,3447021.291021632,344702129.1021632,861755.32275540801,904843.08889317838,144.10950652057412,14410.95065205741,1441095.065205741,3602.7376630143526,3782.8745461650701,94,63104.866838881229,6310486.6838881262,631048668.38881266,1577621.6709720315,1656502.7545206321]
[null,null,null,null,null,null,null,null,null,null,null,null,null,null,null,null,null,null,null,null,null,null,null,null,null,null,95,5.2093594145422468,3.1424864466394258,5.2093594145422468,8.6125848366747935,0.6211445383053219,0.59008731139005566,0.6211445383053219,0.65220176522058826,0.68242044700914184,0.6211445383053219,0.59008731139005566,0.6211445383053219,0.65220176522058826,0.71654146935959895,10000,1000000,100000000,250000,250000,6824.2044700914184,682420.44700914179,68242044.700914189,170605.11175228545,179135.36733989973,828296.81045180699,82829681.045180649,8282968104.5180635,20707420.261295162,21742791.27435993,35549.733803032017,3554973.3803032013,355497338.03032017,888743.34507580032,933180.51232959039,140.21005282172842,14021.00528217284,1402100.5282172842,3505.2513205432101,3680.5138865703711,95,63245.076891702956,6324507.6891702991,632450768.91702998,1581126.9222925748,1660183.2684072026]
[null,null,null,null,null,null,null,null,null,null,null,null,null,null,null,null,null,null,null,null,null,null,null,null,null,null,96,5.3995010331730384,3.2399035264852478,5.3995010331730384,8.9743133998151343,0.61803881561379526,0.58713687483310539,0.61803881561379526,0.64894075639448534,0.679008344774096,0.61803881561379526,0.58713687483310539,0.61803881561379526,0.64894075639448534,0.71295876201280095,10000,1000000,100000000,250000,250000,6790.0834477409599,679008.34477409604,67900834.477409601,169752.08619352401,178239.69050320023,835086.89389954798,83508689.389954746,8350868938.9954729,20877172.347488686,21921030.964863129,36663.062591408459,3666306.2591408463,366630625.91408461,916576.56478521158,962405.39302447217,136.41611429337064,13641.611429337065,1364161.1429337065,3410.4028573342662,3580.9230002009799,96,63381.49300599633,6338149.3005996365,633814930.0599637,1584537.3251499091,1663764.1914074034]
[null,null,null,null,null,null,null,null,null,null,null,null,null,null,null,null,null,null,null,null,null,null,null,null,null,null,97,5.5965828208838539,3.3403405358062903,5.5965828208838539,9.3512345626073703,0.61494862153572627,0.58420119045893981,0.61494862153572627,0.64569605261251295,0.67561330305022571,0.61494862153572627,0.58420119045893981,0.61494862153572627,0.64569605261251295,0.70939396820273704,10000,1000000,100000000,250000,250000,6756.1330305022575,675613.30305022572,67561330.305022568,168903.32576255643,177348.49205068426,841843.02693005023,84184302.693004966,8418430269.3004951,21046075.673251241,22098379.456913814,37811.258054114907,3781125.8054114901,378112580.54114902,945281.45135287254,992545.52392051625,132.72483580448429,13272.483580448426,1327248.3580448427,3318.1208951121066,3484.0269398677124,97,63514.217841800812,6351421.7841800852,635142178.41800857,1587855.4460450213,1667248.2183472712]
[null,null,null,null,null,null,null,null,null,null,null,null,null,null,null,null,null,null,null,null,null,null,null,null,null,null,98,5.8008580938461147,3.4438910924162851,5.8008580938461147,9.7439864142368808,0.61187387842804764,0.58128018450664509,0.61187387842804764,0.6424675723494504,0.67223523653497452,0.61187387842804764,0.58128018450664509,0.61187387842804764,0.6424675723494504,0.70584699836172327,10000,1000000,100000000,250000,250000,6722.352365349745,672235.23653497454,67223523.653497458,168058.80913374363,176461.74959043082,848565.37929539999,84856537.929539934,8485653792.9539928,21214134.482384983,22274841.206504244,38995.412128224641,3899541.2128224643,389954121.28224647,974885.30320561607,1023629.5683658969,129.13343948093507,12913.343948093507,1291334.3948093508,3228.3359870233767,3389.7527863745458,98,63643.35128128175,6364335.1281281784,636433512.81281793,1591083.7820320446,1670637.9711336459]
[null,null,null,null,null,null,null,null,null,null,null,null,null,null,null,null,null,null,null,null,null,null,null,null,null,null,99,6.0125894142714982,3.5506517162811897,6.0125894142714982,10.15323384363483,0.60881450903590739,0.57837378358411184,0.60881450903590739,0.63925523448770316,0.66887406035229957,0.60881450903590739,0.57837378358411184,0.60881450903590739,0.63925523448770316,0.70231776336991469,10000,1000000,100000000,250000,250000,6688.740603522996,668874.0603522996,66887406.035229959,167218.5150880749,175579.44084247868,855254.11989892297,85525411.989892229,8552541198.9892225,21381352.997473057,22450420.647346724,40216.650947550319,4021665.0947550316,402166509.47550315,1005416.2736887579,1055687.0873731961,125.63922261498041,12563.922261498041,1256392.226149804,3140.9805653745102,3298.0295936432367,99,63768.990503896734,6376899.0503896764,637689905.03896773,1594224.7625974191,1673936.0007272891]
[null,null,null,null,null,null,null,null,null,null,null,null,null,null,null,null,null,null,null,null,null,null,null,null,null,null,100,6.2320489278924081,3.6607219194859062,6.2320489278924081,10.579669665067494,0.60577043649072781,0.57548191466619125,0.60577043649072781,0.6360589583152646,0.66552969005053819,0.60577043649072781,0.57548191466619125,0.60577043649072781,0.6360589583152646,0.69880617455306493,10000,1000000,100000000,250000,250000,6655.2969005053819,665529.69005053816,66552969.005053818,166382.42251263454,174701.54363826624,861909.41679942841,86190941.679942772,8619094167.994276,21547735.419985693,22625122.19098499,41476.135913600228,4147613.5913600228,414761359.1360023,1036903.3978400057,1088748.5677320058,122.2395556313444,12223.955563134439,1222395.5563134439,3055.9888907836098,3208.7883353227899,100,63891.230059528076,6389123.0059528109,638912300.59528112,1597280.7514882027,1677144.789062612]
[null,null,null,null,null,null,null,null,null,null,null,null,null,null,null,null,null,null,null,null,null,null,null,null,null,null,101,6.459518713760481,3.7742042989899689,6.459518713760481,11.024015791000329,0.60274158430827418,0.57260450509286032,0.60274158430827418,0.63287866352368827,0.6622020416002854,0.60274158430827418,0.57260450509286032,0.60274158430827418,0.63287866352368827,0.69531214368029981,10000,1000000,100000000,250000,250000,6622.0204160028543,662202.04160028545,66220204.16002854,165550.51040007136,173828.03592007497,868531.43721543124,86853143.721543059,8685314372.1543045,21713285.930385765,22798950.226905067,42775.064800074404,4277506.4800074408,427750648.00074399,1069376.6200018602,1122845.4510019533,118.93188010832927,11893.188010832928,1189318.8010832926,2973.297002708232,3121.961852843644,101,64010.161939636404,6401016.1939636441,640101619.39636445,1600254.048490911,1680266.7509154556]
[null,null,null,null,null,null,null,null,null,null,null,null,null,null,null,null,null,null,null,null,null,null,null,null,null,null,102,6.6952911468127381,3.8912046322586575,6.6952911468127381,11.487024454222343,0.59972787638673286,0.56974148256739598,0.59972787638673286,0.62971427020606985,0.658891031392284,0.59972787638673286,0.56974148256739598,0.59972787638673286,0.62971427020606985,0.69183558296189829,10000,1000000,100000000,250000,250000,{"$f":"$AJ133*AP133","v":6588.91031392284},658891.03139228397,65889103.139228404,164722.75784807099,172958.89574047457,875120.34752935404,87512034.75293535,8751203475.2935333,21878008.688233837,22971909.122645542,44114.67289195073,4411467.2891950728,441146728.91950732,1102866.8222987682,1158010.1634137067,115.71370685247342,11571.370685247342,1157137.0685247343,2892.8426713118356,3037.4848048774275,102,64125.875646488879,6412587.5646488918,641258756.46488917,1603146.8911622229,1683304.2357203329]
[null,null,null,null,null,null,null,null,null,null,null,null,null,null,null,null,null,null,null,null,null,null,null,null,null,null,103,6.9396692736714032,4.0118319758586756,6.9396692736714032,11.969479481299683,0.59672923700479918,0.56689277515455905,0.59672923700479918,0.62656569885503954,0.65559657623532264,0.59672923700479918,0.56689277515455905,0.59672923700479918,0.62656569885503954,0.68837640504708886,10000,1000000,100000000,250000,250000,6555.9657623532266,655596.57623532263,65559657.623532265,163899.14405883066,172094.10126177222,881676.31329170731,88167631.329170674,8816763132.9170647,22041907.832292669,23144003.223907314,45496.234160244407,4549623.41602444,454962341.60244405,1137405.85400611,1194276.1467064158,112.58261402530734,11258.261402530732,1125826.1402530733,2814.565350632683,2955.2936181643176,103,64238.458260514184,6423845.8260514224,642384582.60514224,1605961.4565128556,1686259.5293384972]
[null,null,null,null,null,null,null,null,null,null,null,null,null,null,null,null,null,null,null,null,null,null,null,null,null,null,104,7.1929672021604096,4.1361987671102938,7.1929672021604096,12.472197619514271,0.59374559081977518,0.56405831127878625,0.59374559081977518,0.62343287036076434,0.6523185933541461,0.59374559081977518,0.56405831127878625,0.59374559081977518,0.62343287036076434,0.68493452302185331,10000,1000000,100000000,250000,250000,6523.1859335414611,652318.59335414611,65231859.335414611,163079.64833853653,171233.63075546332,888199.49922524882,88819949.922524825,8881994992.2524796,22204987.480631206,23315236.854662776,46921.06247355786,4692106.2473557862,469210624.73557866,1173026.5618389465,1231677.8899308937,109.53624532079709,10953.62453207971,1095362.4532079711,2738.4061330199274,2875.3264396709233,104,64347.994505834984,6434799.4505835017,643479945.05835021,1608699.8626458754,1689134.8557781682]
[null,null,null,null,null,null,null,null,null,null,null,null,null,null,null,null,null,null,null,null,null,null,null,null,null,null,105,7.455510505039264,4.2644209288907122,7.455510505039264,12.99602991953387,0.59077686286567632,0.56123801972239229,0.59077686286567632,0.62031570600896047,0.64905700038737535,0.59077686286567632,0.56123801972239229,0.59077686286567632,0.62031570600896047,0.68150985040674417,10000,1000000,100000000,250000,250000,6490.5700038737532,649057.00038737536,64905700.038737535,162264.25009684384,170377.46260168604,894690.0692291226,89469006.922912195,8946900692.2912178,22367251.730728049,23485614.317264464,48390.512847573504,4839051.2847573506,483905128.47573507,1209762.8211893376,1270250.9622488045,106.57230819210486,10657.230819210487,1065723.0819210487,2664.3077048026216,2797.5230900427523,105,64454.566814027086,6445456.6814027121,644545668.14027131,1611364.170350678,1691932.3788682108]
[null,null,null,null,null,null,null,null,null,null,null,null,null,null,null,null,null,null,null,null,null,null,null,null,null,null,106,7.7276366384731974,4.3966179776863239,7.7276366384731974,13.541863176154292,0.58782297855134791,0.55843182962378035,0.58782297855134791,0.61721412747891569,0.64581171538543847,0.58782297855134791,0.55843182962378035,0.58782297855134791,0.61721412747891569,0.67810230115471026,10000,1000000,100000000,250000,250000,6458.1171538543849,645811.71538543853,64581171.53854385,161452.92884635963,169525.57528867756,901148.18638297694,90114818.638297632,9011481863.8297615,22528704.659574408,23655139.892553139,49905.982733677389,4990598.2733677393,499059827.33677393,1247649.5683419348,1310032.0467590312,103.68857212633122,10368.857212633122,1036885.7212633123,2592.2143031582805,2721.825018316194,106,64558.255386153418,6455825.538615345,645582553.8615346,1613956.3846538363,1694654.2038865271]
[null,null,null,null,null,null,null,null,null,null,null,null,null,null,null,null,null,null,null,null,null,null,null,null,null,null,107,8.0096953757774685,4.5329131349945992,8.0096953757774685,14.110621429552774,0.58488386365859113,0.55563967047566143,0.58488386365859113,0.61412805684152105,0.64258265680851112,0.58488386365859113,0.55563967047566143,0.58488386365859113,0.61412805684152105,0.67471178964893674,10000,1000000,100000000,250000,250000,6425.8265680851109,642582.65680851112,64258265.680851109,160645.66420212778,168677.94741223418,907574.01295106206,90757401.295106143,9075740129.5106125,22689350.323776536,23823817.839965373,51468.913347939313,5146891.3347939318,514689133.47939312,1286722.833698483,1351058.9753834072,100.88286696594108,10088.286696594108,1008828.6696594108,2522.0716741485271,2648.175257855954,107,64659.138253119359,6465913.8253119392,646591382.53119397,1616478.4563279848,1697302.3791443831]
[null,null,null,null,null,null,null,null,null,null,null,null,null,null,null,null,null,null,null,null,null,null,null,null,null,null,108,8.3020492569933459,4.673433442179431,8.3020492569933459,14.70326752959399,0.58195944434029823,0.55286147212328307,0.58195944434029823,0.61105741655731349,0.63936974352446874,0.58195944434029823,0.55286147212328307,0.58195944434029823,0.61105741655731349,0.67133823070069221,10000,1000000,100000000,250000,250000,6393.6974352446878,639369.74352446874,63936974.352446876,159842.43588111718,167834.55767517304,913967.71038630675,91396771.038630605,9139677103.86306,22849192.759657651,23991652.397640545,53080.791041713419,5308079.1041713422,530807910.41713423,1327019.7760428356,1393370.7648449773,98.153081275610347,9815.3081275610348,981530.81275610346,2453.8270318902587,2576.5183834847717,108,64757.291334394969,6475729.1334394999,647572913.34395003,1618932.283359875,1699878.8975278679]
[null,null,null,null,null,null,null,null,null,null,null,null,null,null,null,null,null,null,null,null,null,null,null,null,null,null,109,8.6050740548736027,4.8183098788869927,8.6050740548736027,15.320804765836938,0.57904964711859674,0.55009716476266668,0.57904964711859674,0.60800212947452692,0.63617289480684625,0.57904964711859674,0.55009716476266668,0.57904964711859674,0.60800212947452692,0.66798153954718864,10000,1000000,100000000,250000,250000,6361.7289480684622,636172.89480684628,63617289.480684623,159043.22370171157,166995.38488679717,920329.4393343752,92032943.933437452,9203294393.3437443,23008235.983359363,24158647.782527342,54743.148715162264,5474314.8715162268,547431487.15162265,1368578.7178790567,1437007.6537730095,95.497160753263429,9549.7160753263433,954971.60753263428,2387.4290188315858,2506.8004697731649,109,64852.788495148234,6485278.8495148262,648527884.95148265,1621319.7123787066,1702385.6979976411]
[null,null,null,null,null,null,null,null,null,null,null,null,null,null,null,null,null,null,null,null,null,null,null,null,null,null,110,8.9191592578764887,4.967677485132489,8.9191592578764887,15.96427856600209,0.57615439888300379,0.54734667893885336,0.57615439888300379,0.60496211882715434,0.63299203033281215,0.57615439888300379,0.54734667893885336,0.57615439888300379,0.60496211882715434,0.6646416318494528,10000,1000000,100000000,250000,250000,6329.9203033281219,632992.03033281211,63299203.033281215,158248.00758320303,166160.40796236321,926659.35963770328,92665935.96377027,9266593596.3770256,23166483.990942568,24324808.190489706,56457.567275049369,5645756.727504936,564575672.75049365,1411439.181876234,1482011.1409700462,92.913106684107333,9291.3106684107315,929131.06684107322,2322.8276671026829,2438.969050457818,110,64945.701601832341,6494570.1601832369,649457016.01832378,1623642.5400458092,1704824.667048099]
[null,null,null,null,null,null,null,null,null,null,null,null,null,null,null,null,null,null,null,null,null,null,null,null,null,null,111,9.2447085707889798,5.1216754871715962,9.2447085707889798,16.634778265774177,0.57327362688858874,0.54460994554415909,0.57327362688858874,0.60193730823301861,0.62982707018114814,0.57327362688858874,0.54460994554415909,0.57327362688858874,0.60193730823301861,0.66131842369020544,10000,1000000,100000000,250000,250000,6298.2707018114816,629827.07018114813,62982707.018114813,157456.76754528703,165329.60592255136,932957.63033951481,93295763.033951417,9329576303.3951397,23323940.758487854,24490137.796412256,58225.677138185725,5822567.7138185725,582256771.38185728,1455641.9284546431,1528424.024877375,90.398974436497014,9039.897443649701,903989.74436497025,2259.9743609124253,2372.9730789580462,111,65036.100576268836,6503610.0576268863,650361005.76268876,1625902.5144067216,1707197.640127057]
[null,null,null,null,null,null,null,null,null,null,null,null,null,null,null,null,null,null,null,null,null,null,null,null,null,null,112,9.5821404336227776,5.2804474272739155,9.5821404336227776,17.333438952936692,0.57040725875414577,0.54188689581643834,0.57040725875414577,0.59892762169185354,0.62667793483024226,0.57040725875414577,0.54188689581643834,0.57040725875414577,0.59892762169185354,0.65801183157175436,10000,1000000,100000000,250000,250000,6266.7793483024225,626677.9348302423,62667793.483024225,156669.48370756058,164502.95789293858,939224.40968781721,93922440.968781665,9392244096.8781643,23480610.242195416,24654640.754305195,60049.159781960843,6004915.9781960845,600491597.81960845,1501228.9945490211,1576290.4442764719,87.952871998501891,8795.2871998501905,879528.71998501895,2198.8217999625476,2308.7628899606743,112,65124.053448267339,6512405.3448267365,651240534.48267376,1628101.3362066841,1709506.4030170178]
[null,null,null,null,null,null,null,null,null,null,null,null,null,null,null,null,null,null,null,null,null,null,null,null,null,null,113,9.9318885594500088,5.4441412975194066,9.9318885594500088,18.061443388960033,0.56755522246037504,0.53917746133735611,0.56755522246037504,0.5959329835833943,0.62354454515609092,0.56755522246037504,0.53917746133735611,0.56755522246037504,0.5959329835833943,0.65472177241389573,10000,1000000,100000000,250000,250000,6235.4454515609095,623544.54515609087,62354454.515609093,155886.13628902272,163680.44310347392,945459.85513937811,94545985.513937756,9454598551.393774,23636496.378484439,24818321.197408669,61929.749343432391,6192974.9343432384,619297493.43432391,1548243.7335858096,1625655.9202651007,85.572958554070709,8557.2958554070701,855729.58554070711,2139.3239638517675,2246.2901620443567,113,65209.626406821408,6520962.6406821432,652096264.06821442,1630240.6601705358,1711752.6931790621]
[null,null,null,null,null,null,null,null,null,null,null,null,null,null,null,null,null,null,null,null,null,null,null,null,null,null,114,10.294402491869933,5.6129096777425076,10.294402491869933,18.820024011296354,0.56471744634807319,0.53648157403066932,0.56471744634807319,0.59295331866547729,0.62042682243031055,0.56471744634807319,0.53648157403066932,0.56471744634807319,0.59295331866547729,0.65144816355182611,10000,1000000,100000000,250000,250000,6204.2682243031059,620426.82243031054,62042682.243031055,155106.70560757763,162862.04088795654,951664.12336368125,95166412.336368069,9516641233.6368046,23791603.084092017,24981183.238296624,63869.23426849534,6386923.4268495329,638692342.68495333,1596730.8567123832,1676567.3995480028,83.257443097724376,8325.7443097724354,832574.43097724358,2081.4360774431088,2185.507881315265,114,65292.883849919133,6529288.3849919159,652928838.49919164,1632322.096247979,1713938.2010603773]
[null,null,null,null,null,null,null,null,null,null,null,null,null,null,null,null,null,null,null,null,null,null,null,null,null,null,115,10.670148182823185,5.7869098777525245,10.670148182823185,19.610465019770803,0.56189385911633283,0.53379916616051593,0.56189385911633283,0.58998855207214995,0.61732468831815901,0.56189385911633283,0.53379916616051593,0.56189385911633283,0.58998855207214995,0.64819092273406698,10000,1000000,100000000,250000,250000,6173.2468831815904,617324.68831815897,61732468.831815898,154331.17207953974,162047.73068351674,957837.37024686288,95783737.024686232,9578373702.4686203,23945934.256171558,25143230.968980141,65869.459012698935,6586945.9012698932,658694590.12698936,1646736.4753174733,1729073.299083347,81.004583086733334,8100.4583086733337,810045.83086733334,2025.1145771683334,2126.3703060267499,115,65373.888433005864,6537388.8433005894,653738884.33005893,1634347.2108251473,1716064.571366404]
[null,null,null,null,null,null,null,null,null,null,null,null,null,null,null,null,null,null,null,null,null,null,null,null,null,null,116,11.059608591496231,5.9663040839628527,11.059608591496231,20.434104550601177,0.55908438982075115,0.53113017032971332,0.55908438982075115,0.58703860931178919,0.61423806487656829,0.55908438982075115,0.53113017032971332,0.55908438982075115,0.58703860931178919,0.64494996812039662,10000,1000000,100000000,250000,250000,6142.380648765683,614238.06487656827,61423806.487656832,153559.51621914207,161237.49203009915,963979.75089562859,96397975.089562804,9639797508.9562778,24099493.772390701,25304468.46101024,67932.325795329132,6793232.5795329139,679323257.95329142,1698308.1448832285,1783223.5521273895,78.812683129766128,7881.2683129766137,788126.83129766141,1970.3170782441534,2068.8329321563606,116,65452.701116135628,6545270.1116135661,654527011.16135657,1636317.5279033915,1718133.4042985602]
[null,null,null,null,null,null,null,null,null,null,null,null,null,null,null,null,null,null,null,null,null,null,null,null,null,null,117,11.463284305085843,6.1512595105657004,11.463284305085843,21.292336941726425,0.55628896787164739,0.52847451947806479,0.55628896787164739,0.58410341626523021,0.61116687455218544,0.55628896787164739,0.52847451947806479,0.55628896787164739,0.58410341626523021,0.64172521827979467,10000,1000000,100000000,250000,250000,6111.6687455218544,611166.87455218541,61116687.455218546,152791.71863804635,160431.30456994867,970091.41964115039,97009141.964114994,9700914196.4114971,24252285.491028748,25464899.765580188,70059.796408424358,7005979.640842435,700597964.08424354,1751494.9102106087,1839069.6557211392,76.680093711021286,7668.0093711021282,766800.93711021286,1917.002342775532,2012.8524599143086,117,65529.381209846651,6552938.1209846679,655293812.09846675,1638234.530246167,1720146.2567584745]
[null,null,null,null,null,null,null,null,null,null,null,null,null,null,null,null,null,null,null,null,null,null,null,null,null,null,118,11.881694182221475,6.3419485553932367,11.881694182221475,22.186615093278935,0.55350752303228912,0.52583214688067448,0.55350752303228912,0.58118289918390409,0.60811104017942441,0.55350752303228912,0.52583214688067448,0.55350752303228912,0.58118289918390409,0.63851659218839574,10000,1000000,100000000,250000,250000,6081.1104017942444,608111.04017942445,60811104.017942443,152027.76004485611,159629.14804709895,976172.53004294459,97617253.004294425,9761725300.4294395,24404313.251073606,25624528.913627289,72253.894082445171,7225389.4082445167,722538940.82445168,1806347.3520611292,1896664.719664186,74.605209948883186,7460.5209948883185,746052.09948883194,1865.1302487220796,1958.3867611581841,118,65603.986419795532,6560398.6419795565,656039864.19795561,1640099.6604948891,1722104.6435196328]
[null,null,null,null,null,null,null,null,null,null,null,null,null,null,null,null,null,null,null,null,null,null,null,null,null,null,119,12.315376019872557,6.5385489606104263,12.315376019872557,23.11845292719665,0.55073998541712765,0.52320298614627114,0.55073998541712765,0.57827698468798461,0.60507048497852722,0.55073998541712765,0.52320298614627114,0.55073998541712765,0.57827698468798461,0.63532400922745369,10000,1000000,100000000,250000,250000,6050.704849785272,605070.48497852718,60507048.49785272,151267.62124463179,158831.00230686343,982223.2348927299,98222323.489272952,9822232348.9272919,24555580.872318238,25783359.915934153,74516.705410372131,7451670.5410372121,745167054.10372126,1862917.635259303,1956063.5170222688,72.586470388167285,7258.6470388167272,725864.70388167282,1814.6617597041818,1905.3948476893916,119,65676.572890183699,6567657.289018373,656765728.90183723,1641914.3222545933,1724010.0383673222]
[null,null,null,null,null,null,null,null,null,null,null,null,null,null,null,null,null,null,null,null,null,null,null,null,null,null,120,12.764887244597906,6.741243978389349,12.764887244597906,24.089427950138909,0.54798628549004202,0.52058697121553976,0.54798628549004202,0.57538559976454473,0.60204513255363468,0.54798628549004202,0.52058697121553976,0.54798628549004202,0.57538559976454473,0.63214738918131641,10000,1000000,100000000,250000,250000,6020.4513255363472,602045.1325536347,60204513.255363464,150511.28313840867,158036.84729532909,988243.68621826626,98824368.621826589,9882436862.1826553,24706092.155456647,25941396.763229482,76850.382332061476,7685038.2332061473,768503823.3206147,1921259.5583015368,2017322.5362166134,70.622355825045986,7062.2355825045979,706223.55825045973,1765.5588956261495,1853.8368404074567,120,65747.195246008749,6574719.5246008774,657471952.46008766,1643679.8811502194,1725863.8752077296]
[null,null,null,null,null,null,null,null,null,null,null,null,null,null,null,null,null,null,null,null,null,null,null,null,null,null,121,13.230805629025729,6.9502225417194179,13.230805629025729,25.101183924044744,0.54524635406259181,0.51798403635946211,0.54524635406259181,0.57250867176572195,0.59903490689086647,0.54524635406259181,0.51798403635946211,0.54524635406259181,0.57250867176572195,0.62898665223540984,10000,1000000,100000000,250000,250000,5990.3490689086648,599034.90689086646,59903490.689086646,149758.72672271662,157246.66305885246,994234.03528717498,99423403.528717458,9942340352.8717422,24855850.882179365,26098643.426288333,79257.144180745803,7925714.4180745799,792571441.80745792,1981428.604518645,2080500.0347445772,68.711388163770607,6871.1388163770607,687113.88163770596,1717.7847040942652,1803.6739392989784,121,65815.906634172512,6581590.6634172546,658159066.34172535,1645397.6658543136,1727667.5491470287]
[null,null,null,null,null,null,null,null,null,null,null,null,null,null,null,null,null,null,null,null,null,null,null,null,null,null,122,13.713730034485168,7.1656794405127195,13.713730034485168,26.155433648854626,0.54252012229227886,0.51539411617766484,0.54252012229227886,0.56964612840689333,0.59603973235641217,0.54252012229227886,0.51539411617766484,0.54252012229227886,0.56964612840689333,0.6258417189742328,10000,1000000,100000000,250000,250000,5960.3973235641215,596039.73235641222,59603973.235641219,149009.93308910305,156460.4297435582,1000194.4326107391,100019443.26107387,10001944326.107384,25004860.815268468,26255103.856031891,81739.279793626309,8173927.9793626312,817392797.93626308,2043481.9948406578,2145656.0945826909,66.852129304329708,6685.212930432971,668521.29304329713,1671.3032326082428,1754.8683942386551,122,65882.758763476842,6588275.8763476871,658827587.63476861,1647068.9690869218,1729422.4175412674]
[null,null,null,null,null,null,null,null,null,null,null,null,null,null,null,null,null,null,null,null,null,null,null,null,null,null,123,14.214281180743876,7.3878155031686132,14.214281180743876,27.253961862106522,0.53980752168081747,0.51281714559677649,0.53980752168081747,0.56679789776485889,0.59305953369463005,0.53980752168081747,0.51281714559677649,0.53980752168081747,0.56679789776485889,0.62271251037936159,10000,1000000,100000000,250000,250000,5930.5953369463004,593059.53369463002,59305953.369463004,148264.88342365751,155678.12759484039,1006125.0279476854,100612502.7947685,10061250279.476847,25153125.698692124,26410781.983626731,84299.149688563193,8429914.9688563179,842991496.88563192,2107478.7422140795,2212852.6793247839,65.0431800602057,6504.3180060205686,650431.8006020569,1626.0795015051422,1707.3834765803995,123,65947.801943537052,6594780.1943537081,659478019.43537068,1648695.048588427,1731129.8010178478]
[null,null,null,null,null,null,null,null,null,null,null,null,null,null,null,null,null,null,null,null,null,null,null,null,null,null,124,14.733102443841029,7.6168377837668393,14.733102443841029,28.398628260314997,0.53710848407241341,0.51025305986879266,0.53710848407241341,0.5639639082760346,0.59009423602615696,0.53710848407241341,0.51025305986879266,0.53710848407241341,0.5639639082760346,0.61959894782746483,10000,1000000,100000000,250000,250000,5900.9423602615698,590094.23602615693,59009423.602615699,147523.55900653923,154899.7369568662,1012025.970307947,101202597.03079465,10120259703.079462,25300649.257698663,26565681.720583595,86939.188308934783,8693918.8308934774,869391883.08934784,2173479.7077233694,2282153.6931095379,63.283179105416231,6328.317910541622,632831.79105416231,1582.0794776354055,1661.1834515171761,124,66011.085122642471,6601108.5122642498,660110851.22642481,1650277.1280660625,1732790.9844693651]
[null,null,null,null,null,null,null,null,null,null,null,null,null,null,null,null,null,null,null,null,null,null,null,null,null,null,125,15.270860683041226,7.852959755063611,15.270860683041226,29.591370647248226,0.53442294165205129,0.50770179456944864,0.53442294165205129,0.56114408873465438,0.58714376484602615,0.53442294165205129,0.50770179456944864,0.53442294165205129,0.56114408873465438,0.61650095308832753,10000,1000000,100000000,250000,250000,5871.4376484602617,587143.7648460262,58714376.484602615,146785.94121150655,154125.23827208189,1017897.4079564073,101789740.79564068,10178974079.564064,25447435.198910169,26719806.958855677,89661.906338799847,8966190.6338799838,896619063.38799834,2241547.6584699959,2353625.0413934961,61.57080195004724,6157.0801950047235,615708.01950047235,1539.2700487511809,1616.2335511887402,125,66072.655924592516,6607265.5924592549,660726559.24592531,1651816.3981148137,1734407.2180205539]
[null,null,null,null,null,null,null,null,null,null,null,null,null,null,null,null,null,null,null,null,null,null,null,null,null,null,126,15.828247097972231,8.0964015074705831,15.828247097972231,30.834208214432653,0.53175082694379106,0.5051632855966014,0.53175082694379106,0.55833836829098116,0.5842080460217961,0.53175082694379106,0.5051632855966014,0.53175082694379106,0.55833836829098116,0.61341844832288583,10000,1000000,100000000,250000,250000,5842.0804602179614,584208.04602179606,58420804.602179609,146052.01150544902,153354.61208072145,1023739.4884166253,102373948.84166247,10237394884.166245,25593487.210415617,26873161.5709364,92469.893090565223,9246989.3090565205,924698930.90565217,2311747.3272641301,2427334.6936273365,59.904759943507415,5990.4759943507406,599047.59943507414,1497.6189985876852,1572.4999485170692,126,66132.560684536031,6613256.0684536053,661325606.8453604,1653314.0171134013,1735979.7179690709]
[null,null,null,null,null,null,null,null,null,null,null,null,null,null,null,null,null,null,null,null,null,null,null,null,null,null,127,16.405978117048218,8.3473899542021712,16.405978117048218,32.129244959438829,0.52909207280907211,0.5026374691686184,0.52909207280907211,0.55554667644952627,0.58128700579168702,0.52909207280907211,0.5026374691686184,0.52909207280907211,0.55554667644952627,0.61035135608127145,10000,1000000,100000000,250000,250000,5812.8700579168699,581287.00579168706,58128700.5791687,145321.75144792176,152587.83902031786,1029552.3584745422,102955235.84745416,10295523584.745413,25738808.96186354,27025749.40995672,95365.818967428975,9536581.896742899,953658189.6742897,2384145.4741857247,2503352.7478950107,58.283799304753003,5828.3799304753011,582837.99304752995,1457.0949826188253,1529.9497317497664,{"$f":"AA158","v":127},66190.844483840789,6619084.448384081,661908444.83840787,1654771.1120960203,1737509.6677008206]
[null,null,null,null,null,null,null,null,null,null,null,null,null,null,null,null,null,null,null,null,null,null,null,null,null,null,128,17.004796318320476,8.606159042782437,17.004796318320476,33.478673247735259,0.52644661244502677,0.50012428182277535,0.52644661244502677,0.55276894306727864,0.57838057076272864,0.52644661244502677,0.50012428182277535,0.52644661244502677,0.55276894306727864,0.60729959930086508,10000,1000000,100000000,250000,250000,5783.8057076272862,578380.57076272869,57838057.076272868,144595.14269068217,151824.89982521627,1035336.1641821695,103533616.41821688,10353361641.821686,25883404.104554221,27177574.309781935,98352.438002941431,9835243.8002941441,983524380.02941442,{"$f":"AX159*$AB159","v":2458810.950073536},{"$f":"AY159*$AB159","v":2581751.4975772128},{"$f":"BE159/(1+$C$11)^BO159","v":56.70670017875436},{"$f":"BF159/(1+$C$11)^BO159","v":5670.6700178754363},{"$f":"BG159/(1+$C$11)^BO159","v":567067.00178754365},1417.6675044688591,{"$f":"BI159/(1+$F$11)^BO159","v":1488.550879692302},128,66247.55118401954,6624755.1184019567,662475511.84019542,1656188.7796004892,1738998.2185805128]
[null,null,null,null,null,null,null,null,null,null,null,null,null,null,null,null,null,null,null,null,null,null,null,null,null,null,129,{"$f":"IF($C$9=1,AC160,IF($C$9=2,AD160,AE160))","v":17.625471383939175},{"$f":"AC159*(1+($C$20-$C$21))","v":8.8729499731086925},{"$f":"AD159*(1+$C$20)","v":17.625471383939175},{"$f":"AE159*(1+($C$20+$C$21))","v":34.884777524140141},{"$f":"IF($C$9=1,AG160,IF($C$9=2,AH160,AI160))","v":0.52381437938280162},{"$f":"AG159*(1-$C$18)","v":0.49762366041366146},{"$f":"AH159*(1-$C$18)","v":0.52381437938280162},{"$f":"AI159*(1-$C$18)","v":0.55000509835194222},{"$f":"AF160*$C$16*$C$15*365/1000","v":0.57548866790891495},{"$f":"IF($C$9=1,AL160,IF($C$9=2,AM160,AN160))","v":0.52381437938280162},{"$f":"AL159*(1-$F$18)","v":0.49762366041366146},{"$f":"AM159*(1-$F$18)","v":0.52381437938280162},{"$f":"AN159*(1-$F$18)","v":0.55000509835194222},{"$f":"AK160*($F$16)*($F$15*365)/1000","v":0.60426310130436067},10000,1000000,100000000,250000,250000,5754.8866790891498,{"$f":"$AJ160*AQ160","v":575488.66790891497},{"$f":"$AJ160*AR160","v":57548866.790891498},{"$f":"$AJ160*AS160","v":143872.16697722874},151065.77532609017,1041091.0508612586,104109105.08612581,10410910508.612577,26027276.271531451,27328640.085108027,101432.59048009856,10143259.048009856,1014325904.8009856,2535814.7620024639,2662605.500102587,55.172275718492926,5517.227571849292,551722.75718492921,{"$f":"BH160/(1+$C$11)^BO160","v":1379.306892962323},1448.2722376104391,129,66302.72345973803,6630272.3459738065,663027234.5973804,1657568.0864934516,1740446.4908181233]
[null,null,null,null,null,null,null,null,null,null,null,null,null,null,null,null,null,null,null,null,null,null,null,null,null,null,{"$f":"AA160+1","v":130},18.268801089452953,9.1480114222750615,18.268801089452953,36.349938180154027,0.5211953074858876,0.49513554211159316,0.5211953074858876,0.54725507286018249,0.57261122456937041,0.5211953074858876,0.49513554211159316,0.5211953074858876,0.54725507286018249,0.60124178579783893,{"$f":"AP160","v":10000},{"$f":"AQ160","v":1000000},{"$f":"AR160","v":100000000},{"$f":"AS160","v":250000},{"$f":"AT160","v":250000},5726.1122456937037,572611.22456937039,57261122.456937045,143152.8061423426,{"$f":"$AO161*AT161","v":150310.44644945973},{"$f":"AZ160+AU161","v":1046817.1631069523},{"$f":"BA160+AV161","v":104681716.31069517},{"$f":"BB160+AW161","v":10468171631.069515},{"$f":"BC160+AX161","v":26170429.077673793},{"$f":"BD160+AY161","v":27478950.531557485},104609.20563245904,10460920.563245904,1046092056.3245904,2615230.1408114759,2745991.6478520497,53.679371191798886,5367.9371191798882,536793.71191798884,1341.9842797949721,1409.0834937847208,130,66356.40283092983,6635640.2830929868,663564028.3092984,1658910.0707732467,1741855.5743119081]
[null,null,null,null,null,null,null,null,null,null,null,null,null,null,null,null,null,null,null,null,null,null,null,null,null,null,131,18.935612329217985,9.4315997763655872,18.935612329217985,37.8766355837205,0.51858933094845816,0.49265986440103521,0.51858933094845816,0.54451879749588161,0.56974816844652354,0.51858933094845816,0.49265986440103521,0.51858933094845816,0.54451879749588161,0.59823557686884976,10000,1000000,100000000,250000,250000,5697.481684465235,569748.16844652349,56974816.844652355,142437.04211163087,149558.89421721245,1052514.6447914175,105251464.4791417,10525146447.914167,26312866.119785424,27628509.425774697,107885.30442985355,10788530.442985356,1078853044.2985356,2697132.610746339,2831989.2412836566,52.226863112356632,5222.6863112356632,522268.6311235663,1305.6715778089158,1370.9551566993619,131,66408.629694042189,6640862.9694042224,664086296.94042194,1660215.7423510556,1743226.5294686074]
[null,null,null,null,null,null,null,null,null,null,null,null,null,null,null,null,null,null,null,null,null,null,null,null,null,null,132,19.62676217923444,9.7239793694329197,19.62676217923444,39.467454278236765,0.51599638429371586,0.49019656507903003,0.51599638429371586,0.54179620350840219,0.56689942760429102,0.51599638429371586,0.49019656507903003,0.51599638429371586,0.54179620350840219,0.59524439898450554,10000,1000000,100000000,250000,250000,5668.9942760429103,566899.42760429101,56689942.760429099,141724.85690107275,148811.09974612639,1058183.6390674603,105818363.90674599,10581836390.674597,26454590.976686496,27777320.525520824,111264.00245133552,11126400.245133551,1112640024.513355,2781600.0612833877,2920680.0643475573,50.813658394224412,5081.3658394224403,508136.58394224406,1270.3414598556101,1333.8585328483907,132,66459.443352436414,6645944.3352436451,664594433.52436423,1661486.0838109113,1744560.3880014557]
[null,null,null,null,null,null,null,null,null,null,null,null,null,null,null,null,null,null,null,null,null,null,null,null,null,null,133,20.343138998776496,10.025422729885339,20.343138998776496,41.125087357922709,0.51341640237224728,0.4877455822536349,0.51341640237224728,0.53908722249086016,0.56406493046626949,0.51341640237224728,0.4877455822536349,0.51341640237224728,0.53908722249086016,0.5922681769895829,10000,1000000,100000000,250000,250000,5640.6493046626947,564064.93046626949,56406493.046626948,141016.23261656737,148067.04424739574,1063824.2883721229,106382428.83721225,10638242883.721224,26595607.209303062,27925387.56976822,114748.51284810519,11474851.284810519,1147485128.4810519,2868712.8212026297,3012148.4622627613,49.438693529231621,4943.8693529231623,494386.93529231619,1235.9673382307906,1297.76570514233,133,66508.882045965642,6650888.2045965679,665088820.4596566,1662722.051149142,1745858.1537065981]
[null,null,null,null,null,null,null,null,null,null,null,null,null,null,null,null,null,null,null,null,null,null,null,null,null,null,134,21.085663572231837,10.336210834511784,21.085663572231837,42.852341026955465,0.51084932036038599,0.4853068543423667,0.51084932036038599,0.5363917863784059,0.5612446058139382,0.51084932036038599,0.4853068543423667,0.51084932036038599,0.5363917863784059,0.58930683610463497,10000,1000000,100000000,250000,250000,5612.4460581393823,561244.60581393819,56124460.581393823,140311.15145348455,147326.70902615873,1069436.7344302624,106943673.44302619,10694367344.302618,26735918.360756546,28072714.278794378,118342.14939922575,11834214.939922573,1183421493.9922574,2958553.7349806433,3106481.4217296746,48.100933786635217,4810.0933786635214,481009.33786635217,1202.5233446658804,1262.6495118991741,134,66556.982979752283,6655698.297975231,665569829.7975229,1663924.5744938077,1747120.8032184972]
[null,null,null,null,null,null,null,null,null,null,null,null,null,null,null,null,null,null,null,null,null,null,null,null,null,null,135,21.855290292618299,10.656633370381648,21.855290292618299,44.652139350087594,0.50829507375858407,0.48288032007065484,0.50829507375858407,0.53370982744651385,0.55843838278486835,0.50829507375858407,0.48288032007065484,0.50829507375858407,0.53370982744651385,0.58636030192411182,10000,1000000,100000000,250000,250000,5584.3838278486837,558438.38278486836,55843838.278486833,139609.59569621709,146590.07548102795,1075021.1182581109,107502111.82581106,10750211182.581104,26875527.956452765,28219304.354275405,122048.32966303595,12204832.966303596,1220483296.6303594,3051208.2415758991,3203768.6536546941,46.799372434432215,4679.9372434432216,467993.72434432211,1169.9843108608054,1228.4835264038459,135,66603.78235218671,6660378.2352186739,666037823.52186728,1665094.5588046685,1748349.286744901]
[null,null,null,null,null,null,null,null,null,null,null,null,null,null,null,null,null,null,null,null,null,null,null,null,null,null,136,22.653008388298868,10.986989004863478,22.653008388298868,46.527529202791278,0.50575359838979117,0.48046591847030157,0.50575359838979117,0.53104127830928127,0.55564619087094402,0.50575359838979117,0.48046591847030157,0.50575359838979117,0.53104127830928127,0.58342850041449124,10000,1000000,100000000,250000,250000,5556.4619087094406,555646.19087094406,55564619.087094404,138911.54771773602,145857.12510362282,1080577.5801668204,108057758.016682,10805775801.6682,27014439.5041705,28365161.479379028,125870.5782272581,12587057.82272581,1258705782.2725809,3146764.4556814525,3304102.6784655252,45.533029981742978,4553.3029981742975,455330.29981742974,1138.3257495435744,1195.2420370207531,136,66649.315382168454,6664931.5382168479,666493153.82168472,1666232.884554212,1749544.5287819218]
[null,null,null,null,null,null,null,null,null,null,null,null,null,null,null,null,null,null,null,null,null,null,null,null,null,null,137,23.479843194471776,11.327585664014245,23.479843194471776,48.481685429308513,0.50322483039784216,0.47806358887795003,0.50322483039784216,0.5283860719177349,0.55286795991658921,0.50322483039784216,0.47806358887795003,0.50322483039784216,0.5283860719177349,0.58051135791241881,10000,1000000,100000000,250000,250000,5528.6795991658919,552867.9599165892,55286795.991658919,138216.9899791473,145127.8394781047,1086106.2597659864,108610625.97659859,10861062597.659859,27152656.494149648,28510289.318857133,129812.53006089022,12981253.006089022,1298125300.6089022,3245313.2515222556,3407578.914098369,44.300953441694531,4430.0953441694528,443009.5344169453,1107.5238360423632,1162.9000278444817,137,66693.616335610146,6669361.633561017,666936163.35610163,1667340.4083902542,1750707.4288097664]
[null,null,null,null,null,null,null,null,null,null,null,null,null,null,null,null,null,null,null,null,null,null,null,null,null,null,138,24.336857471069994,11.678740819598685,24.336857471069994,50.517916217339469,0.50070870624585295,0.47567327093356027,0.50070870624585295,0.52574414155814619,0.55010362011700631,0.50070870624585295,0.47567327093356027,0.50070870624585295,0.52574414155814619,0.57760880112285673,10000,1000000,100000000,250000,250000,5501.0362011700627,550103.62011700636,55010362.01170063,137525.90502925159,144402.20028071417,1091607.2959671563,109160729.5967156,10916072959.671558,27290182.3991789,28654691.519137848,133877.93397107214,13387793.397107216,1338779339.7107215,3346948.3492768039,3514295.7667406444,43.102215614249801,4310.2215614249808,431022.15614249802,1077.5553903562452,1131.4331598740575,138,66736.718551224389,6673671.8551224424,667367185.51224411,1668417.9637806106,1751838.8619696405]
[null,null,null,null,null,null,null,null,null,null,null,null,null,null,null,null,null,null,null,null,null,null,null,null,null,null,139,25.225152768764048,12.040781785006244,25.225152768764048,52.63966869846773,0.49820516271462367,0.47329490457889245,0.49820516271462367,0.52311542085035545,0.54735310201642118,0.49820516271462367,0.47329490457889245,0.49820516271462367,0.52311542085035545,0.57472075711724235,10000,1000000,100000000,250000,250000,5473.5310201642114,547353.10201642115,54735310.201642118,136838.27550410529,143680.18927931058,1097080.8269873206,109708082.69873202,10970808269.873201,27427020.674683005,28798371.708417159,138070.65616821116,13807065.616821116,1380706561.6821117,3451766.404205279,3624354.7244155435,41.935914388442505,4193.5914388442507,419359.14388442505,1048.3978597110627,1100.8177526966158,139,66778.654465612824,6677865.4465612862,667786544.65612853,1669466.3616403216,1752939.6797223371]
[null,null,null,null,null,null,null,null,null,null,null,null,null,null,null,null,null,null,null,null,null,null,null,null,null,null,140,26.145870844823936,12.414046020341436,26.145870844823936,54.850534783803376,0.49571413690105054,0.47092843005599799,0.49571413690105054,0.5204998437461037,0.54461633650633912,0.49571413690105054,0.47092843005599799,0.49571413690105054,0.5204998437461037,0.57184715333165614,10000,1000000,100000000,250000,250000,5446.1633650633912,544616.33650633914,54461633.650633909,136154.08412658478,142961.78833291403,1102526.990352384,110252699.03523836,11025269903.523836,27563174.758809589,28941333.496750072,142394.68394275915,14239468.394275915,1423946839.4275913,3559867.0985689787,3737860.4534974275,40.801172063492977,4080.1172063492982,408011.72063492978,1020.0293015873245,1071.0307666666906,140,{"$f":"BP170+BJ171","v":66819.455637676321},{"$f":"BQ170+BK171","v":6681945.5637676353},{"$f":"BR170+BL171","v":668194556.37676346},{"$f":"BS170+BM171","v":1670486.3909419088},{"$f":"BT170+BN171","v":1754010.7104890037}]
[null,null,null,null,null,null,null,null,null,null,null,null,null,null,null,null,null,null,null,null,null,null,null,null,null,null,141,27.100195130660008,12.79888144697202,27.100195130660008,57.154257244723119,0.4932355662165453,0.46857378790571802,0.4932355662165453,0.51789734452737313,0.54189325482380757,0.4932355662165453,0.46857378790571802,0.4932355662165453,0.51789734452737313,0.56898791756499778,10000,1000000,100000000,250000,250000,5418.9325482380755,541893.25482380751,54189325.482380755,135473.31370595188,142246.97939124945,1107945.922900622,110794592.29006216,11079459229.006216,27698648.07251554,29083580.476141322,146854.12945713653,14685412.945713652,1468541294.5713654,3671353.2364284131,3854920.8982498329,39.697134688293794,3969.7134688293795,396971.346882938,992.42836720734488,1042.049785567712,141,66859.152772364614,6685915.2772364644,668591527.7236464,1671478.8193091161,1755052.7602745714]
[null,null,null,null,null,null,null,null,null,null,null,null,null,null,null,null,null,null,null,null,null,null,null,null,null,null,142,28.0893522529291,13.195646771828152,28.0893522529291,59.554736049001491,0.49076938838546258,0.4662309189661894,0.49076938838546258,0.51530785780473631,0.5391837885496884,0.49076938838546258,0.4662309189661894,0.49076938838546258,0.51530785780473631,0.56614297797717295,10000,1000000,100000000,250000,250000,5391.8378854968842,539183.78854968841,53918378.854968838,134795.9471374221,141535.74449429323,1113337.7607861189,111333776.07861185,11133377607.861185,27833444.019652963,29225116.220635615,151453.23365641039,15145323.365641037,1514532336.5641036,3786330.8414102593,3975647.3834807733,38.622971418768337,3862.2971418768329,386229.71418768325,965.57428546920823,1013.8529997426689,142,66897.775743783379,6689777.5743783414,668977757.43783414,1672444.3935945854,1756066.613274314]
[null,null,null,null,null,null,null,null,null,null,null,null,null,null,null,null,null,null,null,null,null,null,null,null,null,null,143,29.114613610161012,13.604711821754822,29.114613610161012,62.056034963059552,0.48831554144353528,0.46389976437135844,0.48831554144353528,0.51273131851571263,0.53648786960693995,0.48831554144353528,0.46389976437135844,0.48831554144353528,0.51273131851571263,0.5633122630872871,10000,1000000,100000000,250000,250000,5364.8786960693997,536487.86960693996,53648786.960693993,134121.96740173499,140828.06577182177,1118702.6394821883,111870263.94821879,11187026394.821878,27967565.987054698,29365944.286407437,156196.37030144501,15619637.0301445,1561963703.0144498,3904909.2575361249,4100154.7204129323,37.577873892618484,3757.7873892618481,375778.73892618477,939.44684731546204,986.41918968123537,143,66935.353617675995,6693535.3617676031,669353536.17676032,1673383.8404419008,1757053.0324639953]
[null,null,null,null,null,null,null,null,null,null,null,null,null,null,null,null,null,null,null,null,null,null,null,null,null,null,144,30.177297006931887,14.026457888229221,30.177297006931887,64.662388431508063,0.48587396373631758,0.46158026554950166,0.48587396373631758,0.51016766192313412,0.53380543025890526,0.48587396373631758,0.46158026554950166,0.48587396373631758,0.51016766192313412,0.5604957017718506,10000,1000000,100000000,250000,250000,5338.0543025890529,533805.43025890528,53380543.025890529,133451.35756472632,140123.92544296265,1124040.6937847773,112404069.37847769,11240406937.847769,28101017.344619423,29506068.211850401,161088.05012836051,16108805.01283605,1610880501.2836051,4027201.2532090126,4228561.3158694636,36.561055620991112,3656.105562099111,365610.55620991113,914.02639052477775,959.72771005101674,144,66971.914673296982,6697191.4673297023,669719146.73297024,1674297.8668324256,1758012.7601740463]
[null,null,null,null,null,null,null,null,null,null,null,null,null,null,null,null,null,null,null,null,null,null,null,null,null,null,145,31.278768347684899,14.461278082764325,31.278768347684899,67.378208745631397,0.483444593917636,0.45927236422175416,0.483444593917636,0.50761682361351845,0.53113640310761079,0.483444593917636,0.45927236422175416,0.483444593917636,0.50761682361351845,0.55769322326299142,10000,1000000,100000000,250000,250000,5311.3640310761075,531136.40310761076,53113640.310761079,132784.10077690269,139423.30581574785,1129352.0578158535,112935205.78158531,11293520578.158529,28233801.445396326,29645491.51766615,166132.92513825544,16613292.513825543,1661329251.3825543,4153323.1284563858,4360989.2848792057,35.57175139660518,3557.1751396605182,355717.5139660518,889.29378491512955,933.75847416088607,145,67007.48642469359,6700748.6424693633,670074864.24693632,1675187.1606173408,1758946.5186482072]
[null,null,null,null,null,null,null,null,null,null,null,null,null,null,null,null,null,null,null,null,null,null,null,null,null,null,146,32.420443392375397,14.909577703330019,32.420443392375397,70.208093512947912,0.48102737094804782,0.4569760024006454,0.48102737094804782,0.5050787394954509,0.52848072109207267,0.48102737094804782,0.4569760024006454,0.48102737094804782,0.5050787394954509,0.55490475714667642,10000,1000000,100000000,250000,250000,5284.8072109207269,528480.72109207266,52848072.109207265,132120.18027301817,138726.18928666911,1134636.8650267741,113463686.50267738,11346368650.267736,28365921.625669345,29784217.706952818,171335.79302127272,17133579.302127272,1713357930.2127271,4283394.825531818,4497564.56680841,34.609216717894682,3460.9216717894678,346092.16717894678,865.23041794736696,908.4919388447355,146,67042.095641411492,6704209.5641411524,670420956.41411531,1676052.3910352881,1759855.010587052]
[null,null,null,null,null,null,null,null,null,null,null,null,null,null,null,null,null,null,null,null,null,null,null,null,null,null,147,33.603789576197101,15.371774612133247,33.603789576197101,73.156833440491724,0.47862223409330756,0.45469112238864218,0.47862223409330756,0.50255334579797362,0.52583831748661236,0.47862223409330756,0.45469112238864218,0.47862223409330756,0.50255334579797362,0.55213023336094291,10000,1000000,100000000,250000,250000,5258.3831748661232,525838.31748661236,52583831.748661235,131459.57937165309,138032.55834023573,1139895.2482016403,113989524.820164,11398952482.016397,28497381.205040999,29922250.265293054,176701.60171921644,17670160.171921648,1767016017.1921647,4417540.042980412,4638417.0451294314,33.672727228733343,3367.2727228733352,336727.2722873335,841.81818071833379,883.9090897542502,147,67075.768368640231,6707576.8368640253,670757683.68640268,1676894.2092160063,1760738.9196768063]
[null,null,null,null,null,null,null,null,null,null,null,null,null,null,null,null,null,null,null,null,null,null,null,null,null,null,148,34.830327895728296,15.848299625109377,34.830327895728296,76.229420444992385,0.47622912292284103,0.45241766677669898,0.47622912292284103,0.50004057906898369,0.52320912589917934,0.47622912292284103,0.45241766677669898,0.47622912292284103,0.50004057906898369,0.54936958219413823,10000,1000000,100000000,250000,250000,5232.0912589917934,523209.12589917931,52320912.589917935,130802.28147479483,137342.39554853455,1145127.3394606321,114512733.94606318,11451273394.606316,28628183.486515794,30059592.660841588,182235.45413105804,18223545.413105804,1822354541.3105805,4555886.3532764511,4783680.6709402725,32.761578173320004,3276.1578173320004,327615.78173320007,819.03945433300009,859.99142704964993,148,67108.529946813549,6710852.9946813574,671085299.46813583,1677713.2486703394,1761598.9111038561]
[null,null,null,null,null,null,null,null,null,null,null,null,null,null,null,null,null,null,null,null,null,null,null,null,null,null,149,36.101634863922378,16.339596913487767,36.101634863922378,79.431056103682067,0.47384797730822681,0.45015557844281551,0.47384797730822681,0.49754037617363878,0.52059308026968343,0.47384797730822681,0.45015557844281551,0.47384797730822681,0.49754037617363878,0.54662273428316754,10000,1000000,100000000,250000,250000,5205.9308026968347,520593.08026968344,52059308.026968345,130148.27006742086,136655.68357079188,1150333.2702633289,115033327.02633286,11503332702.633284,28758331.756583214,30196248.344412379,187942.61296580746,18794261.296580743,1879426129.6580746,4698565.3241451858,4933493.5903524449,31.875083865814105,3187.5083865814099,318750.83865814103,796.87709664535248,836.72095147762013,149,67140.405030679365,6714040.5030679386,671404050.30679393,1678510.1257669847,1762435.6320553336]
[null,null,null,null,null,null,null,null,null,null,null,null,null,null,null,null,null,null,null,null,null,null,null,null,null,null,150,37.419344536455547,16.846124417805886,37.419344536455547,82.76716046003672,0.47147873742168567,0.44790480055060145,0.47147873742168567,0.49505267429277056,0.51799011486833491,0.47147873742168567,0.44790480055060145,0.47147873742168567,0.49505267429277056,0.54388962061175172,10000,1000000,100000000,250000,250000,5179.9011486833488,517990.1148683349,51799011.48683349,129497.52871708373,135972.40515293792,1155513.1714120123,115551317.14120118,11555131714.120117,28887829.285300296,30332220.749565318,{"$f":"AU181*$AB181","v":193828.50574736408},{"$f":"AV181*$AB181","v":19382850.574736409},{"$f":"AW181*$AB181","v":1938285057.4736409},4845712.6436841022,5087998.2758683078,31.012577174322381,3101.2577174322382,310125.77174322383,775.31442935805956,814.08015082596262,150,67171.417607853684,6717141.7607853711,671714176.07853711,1679285.4401963428,1763249.7122061595]
[null,null,null,null,null,null,null,null,null,null,null,null,null,null,null,null,null,null,null,null,null,null,null,null,null,null,151,38.785150612036176,17.368354274757866,38.785150612036176,86.243381199358268,0.46912134373457726,0.44566527654784843,0.46912134373457726,0.49257741092130669,0.51540016429399327,0.46912134373457726,0.44566527654784843,0.46912134373457726,0.49257741092130669,0.54117017250869304,10000,1000000,100000000,250000,250000,5154.0016429399329,515400.16429399326,51540016.429399326,128850.04107349832,135292.54312717327,1160667.1730549522,116066717.30549517,11606671730.549517,29016679.326373793,30467513.29269249,199898.72997610719,19989872.997610718,1998987299.7610719,4997468.2494026795,5247341.6618728153,30.173409018848329,3017.3409018848324,301734.09018848324,754.3352254712081,792.05198674476878,151,67201.591016872539,6720159.1016872562,672015910.16872561,1680039.7754218141,1764041.7641929043]
[null,null,null,null,null,null,null,null,null,null,null,null,null,null,null,null,null,null,null,null,null,null,null,null,null,null,152,40.200808609375493,17.906773257275358,40.200808609375493,89.865603209731319,0.46677573701590436,0.4434369501651092,0.46677573701590436,0.49011452386670018,0.51282316347252321,0.46677573701590436,0.4434369501651092,0.46677573701590436,0.49011452386670018,0.53846432164614955,10000,1000000,100000000,250000,250000,5128.2316347252317,512823.16347252321,51282316.347252324,128205.7908681308,134616.08041153738,1165795.4046896773,116579540.46896769,11657954046.896769,29144885.117241923,30602129.373104028,206159.05845213385,20615905.845213387,2061590584.5213387,5153976.4613033468,5411675.284368515,29.35694788282651,2935.6947882826512,293569.4788282651,733.9236970706628,770.61988192419608,152,67230.947964755367,6723094.796475539,672309479.64755392,1680773.6991188847,1764812.3840748286]
[null,null,null,null,null,null,null,null,null,null,null,null,null,null,null,null,null,null,null,null,null,null,null,null,null,null,153,41.668138123617695,18.461883228250894,41.668138123617695,93.639958544540036,0.46444185833082485,0.44121976541428365,0.46444185833082485,0.48766395124736667,0.51025904765516072,0.46444185833082485,0.44121976541428365,0.46444185833082485,0.48766395124736667,0.53577200003791869,10000,1000000,100000000,250000,250000,5102.590476551607,510259.04765516071,51025904.765516073,127564.76191379018,133943.00000947967,1170897.9951662289,117089799.51662286,11708979951.662285,29272449.879155714,30736072.373113509,212615.44476520861,21261544.476520859,2126154447.652086,5315386.1191302147,5581155.4250867255,28.562579337874471,2856.2579337874467,285625.79337874468,714.06448344686169,749.76770761920477,153,67259.510544093238,6725951.0544093261,672595105.44093263,1681487.7636023315,1765562.1517824477]
[null,null,null,null,null,null,null,null,null,null,null,null,null,null,null,null,null,null,null,null,null,null,null,null,null,null,154,43.189025165129742,19.034201608326669,43.189025165129742,97.572836803410723,0.46211964903917074,0.43901366658721225,0.46211964903917074,0.48522563149112985,0.50770775241688493,0.46211964903917074,0.43901366658721225,0.46211964903917074,0.48522563149112985,0.53309314003772923,10000,1000000,100000000,250000,250000,5077.0775241688489,507707.75241688493,50770775.24168849,126926.93810422123,133273.28500943229,1175975.0726903977,117597507.26903974,11759750726.903973,29399376.817259934,30869345.658122942,219274.02895664301,21927402.895664304,2192740289.5664301,5481850.7239160761,5755943.2601118796,27.789705581404103,2778.970558140411,277897.05581404106,694.74263953510274,729.47977151185785,154,67287.300249674649,6728730.0249674665,672873002.49674666,1682182.5062418666,1766291.6315539596]
[null,null,null,null,null,null,null,null,null,null,null,null,null,null,null,null,null,null,null,null,null,null,null,null,null,null,155,44.76542458365698,19.624261858184795,44.76542458365698,101.67089594915397,0.45980905079397488,0.43681859825427616,0.45980905079397488,0.48279950333367422,0.50516921365480061,0.45980905079397488,0.43681859825427616,0.45980905079397488,0.48279950333367422,0.53042767433754057,10000,1000000,100000000,250000,250000,5051.6921365480057,505169.21365480061,50516921.365480058,126292.30341370015,132606.91858438513,1181026.7648269457,118102676.48269454,11810267648.269453,29525669.120673634,31001952.576707326,226141.14335849276,22614114.335849278,2261411433.5849276,5653528.5839623194,5936205.0131604336,27.037744986745032,2703.7744986745033,270377.44986745034,675.94362466862583,709.74080590205699,155,67314.3379946614,6731433.7994661406,673143379.94661415,1682858.4498665351,1767001.3723598616]
[null,null,null,null,null,null,null,null,null,null,null,null,null,null,null,null,null,null,null,null,null,null,null,null,null,null,156,46.399362580960457,20.232613975788521,46.399362580960457,105.94107357901845,0.45751000554000498,0.43463450526300479,0.45751000554000498,0.48038550581700584,0.50264336758652639,0.45751000554000498,0.43463450526300479,0.45751000554000498,0.48038550581700584,0.5277755359658528,10000,1000000,100000000,250000,250000,5026.4336758652635,502643.36758652638,50264336.758652642,125660.84189663159,131943.8839914632,1186053.1985028109,118605319.85028106,11860531985.028105,29651329.962570265,31133896.460698791,233223.31861562224,23322331.861562226,2332233186.1562228,5830582.9653905565,6122112.113660085,26.306131665440944,2630.6131665440948,263061.31665440951,657.65329163602371,690.53595621782495,156,67340.644126326835,6734064.4126326842,673406441.26326859,1683516.1031581711,1767691.9083160795]
[null,null,null,null,null,null,null,null,null,null,null,null,null,null,null,null,null,null,null,null,null,null,null,null,null,null,157,48.092939315165509,20.859825009037962,48.092939315165509,110.39059866933722,0.45522245551230495,0.43246133273668974,0.45522245551230495,0.47798357828792082,0.5001301507485939,0.45522245551230495,0.43246133273668974,0.45522245551230495,0.47798357828792082,0.52513665828602352,10000,1000000,100000000,250000,250000,5001.3015074859386,500130.15074859391,50013015.074859388,125032.53768714848,131284.16457150588,1191054.5000102969,119105450.00102966,11910545000.102964,29776362.500257414,31265180.625270296,240527.28989636703,24052728.989636704,2405272898.9636703,6013182.2474091761,6313841.3597796345,25.594315041389997,2559.4315041389996,255943.15041389994,639.85787603474989,671.85076983648742,157,67366.23844136823,6736623.844136823,673662384.41368246,1684155.9610342057,1768363.759085916]
[null,null,null,null,null,null,null,null,null,null,null,null,null,null,null,null,null,null,null,null,null,null,null,null,null,null,158,49.848331600169047,21.506479584318136,49.848331600169047,115.0270038134494,0.45294634323474342,0.4302990260730063,0.45294634323474342,0.47559366039648121,0.49762949999485084,0.45294634323474342,0.4302990260730063,0.45294634323474342,0.47559366039648121,0.52251097499459342,10000,1000000,100000000,250000,250000,4976.2949999485081,497629.49999485083,49762949.999485083,124407.37499871271,130627.74374864835,1196030.7950102454,119603079.5010245,11960307950.102449,29900769.875256125,31395808.369018946,248060.00329769644,24806000.329769645,2480600032.9769645,6201500.0824424112,6511575.0865645325,24.901759436508225,2490.1759436508228,249017.59436508227,622.54398591270569,653.67118520834106,158,67391.140200804744,6739114.0200804742,673911402.00804758,1684778.5050201186,1769017.4302711242]
[null,null,null,null,null,null,null,null,null,null,null,null,null,null,null,null,null,null,null,null,null,null,null,null,null,null,159,51.667795703575216,22.173180451431996,51.667795703575216,119.85813797361428,0.45068161151856972,0.42814753094264124,0.45068161151856972,0.47321569209449882,0.49514135249487656,0.45068161151856972,0.42814753094264124,0.45068161151856972,0.47321569209449882,0.51989842011962051,10000,1000000,100000000,250000,250000,4951.4135249487654,495141.35249487654,49514135.249487653,123785.33812371914,129974.60502990513,1200982.2085351942,120098220.85351938,12009822085.351936,30024555.213379845,31525782.974048849,255828.62245097203,25582862.245097205,2558286224.5097203,6395715.5612743013,6715501.3393380176,24.22794366760478,2422.7943667604782,242279.4366760478,605.69859169011954,635.98352127462567,159,67415.368144472348,6741536.8144472344,674153681.44472361,1685384.2036118086,1769653.4137923988]
[null,null,null,null,null,null,null,null,null,null,null,null,null,null,null,null,null,null,null,null,null,null,null,null,null,null,160,53.553670246755708,22.860549045426385,53.553670246755708,124.89217976850608,0.44842820346097689,0.42600679328792801,0.44842820346097689,0.47084961363402633,0.49266564573240224,0.44842820346097689,0.42600679328792801,0.44842820346097689,0.47084961363402633,0.51729892801902233,10000,1000000,100000000,250000,250000,4926.6564573240221,492665.64573240222,49266564.573240221,123166.41143310055,129324.73200475558,1205908.8649925182,120590886.49925178,12059088649.925177,30147721.624812946,31655107.706053603,263840.53533458035,26384053.533458035,2638405353.3458037,6596013.3833645089,6925814.0525327343,23.572360654165092,2357.2360654165091,235723.60654165095,589.30901635412727,618.77446717183363,160,67438.94050512652,6743894.050512651,674389405.05126524,1685973.5126281627,1770272.1882595706]
[null,null,null,null,null,null,null,null,null,null,null,null,null,null,null,null,null,null,null,null,null,null,null,null,null,null,161,55.508379210762293,23.569226065834602,55.508379210762293,130.13765131878336,0.44618606244367198,0.42387675932148838,0.44618606244367198,0.46849536556585619,0.49020231750374016,0.44618606244367198,0.42387675932148838,0.44618606244367198,0.46849536556585619,0.51471243337892725,10000,1000000,100000000,250000,250000,4902.0231750374014,490202.31750374014,49020231.750374019,122550.57937593503,128678.10834473181,1210810.8881675557,121081088.81675552,12108108881.67555,30270272.20418888,31783785.814398333,272103.36129992106,27210336.129992105,2721033612.9992108,6802584.0324980263,7142713.2341229292,22.934517036747078,2293.4517036747079,229345.17036747083,573.36292591867698,602.03107221461096,161,67461.875022163265,6746187.5022163261,674618750.22163272,1686546.8755540815,1770874.2193317853]
[null,null,null,null,null,null,null,null,null,null,null,null,null,null,null,null,null,null,null,null,null,null,null,null,null,null,162,57.534435051955114,24.299872073875473,57.534435051955114,135.60343267417227,0.4439551321314536,0.42175737552488096,0.4439551321314536,0.4661528887380269,0.48775130591622157,0.4439551321314536,0.42175737552488096,0.4439551321314536,0.4661528887380269,0.5121388712120325,10000,1000000,100000000,250000,250000,4877.5130591622155,487751.30591622158,48775130.591622159,121937.82647905539,128034.71780300813,1215688.401226718,121568840.12267174,12156884012.267172,30392210.030667935,31911820.532201342,280624.95831743139,28062495.83174314,2806249583.174314,7015623.9579357849,7366405.1558325719,22.313932805703217,2231.3932805703216,223139.32805703217,557.84832014258041,585.74073614970928,162,67484.188954968966,6748418.8954968965,674841889.54968977,1687104.7238742241,1771459.9600679351]
[null,null,null,null,null,null,null,null,null,null,null,null,null,null,null,null,null,null,null,null,null,null,null,null,null,null,163,59.634441931351475,25.053168108165611,59.634441931351475,141.2987768464875,0.44173535647079631,0.41964858864725657,0.44173535647079631,0.46382212429433678,0.48531254938664037,0.44173535647079631,0.41964858864725657,0.44173535647079631,0.46382212429433678,0.50957817685597251,10000,1000000,100000000,250000,250000,4853.1254938664033,485312.54938664037,48531254.938664034,121328.13734666009,127394.54421399313,1220541.5267205844,122054152.67205837,12205415267.205835,30513538.168014593,32039215.076415334,289413.43044953747,28941343.044953749,2894134304.4953747,7235335.7612384371,7597102.5493003614,21.710140939948882,2171.0140939948883,217101.40939948882,542.75352349872207,569.89119967365832,163,67505.899095908913,6750589.9095908916,675058990.95908928,1687647.4773977229,1772029.8512676088]
[null,null,null,null,null,null,null,null,null,null,null,null,null,null,null,null,null,null,null,null,null,null,null,null,null,null,164,61.811099061845802,25.829816319518741,61.811099061845802,147.23332547403999,0.43952667968844233,0.41755034570402028,0.43952667968844233,0.46150301367286511,0.48288598663970717,0.43952667968844233,0.41755034570402028,0.43952667968844233,0.46150301367286511,0.50703028597169253,10000,1000000,100000000,250000,250000,4828.8598663970715,482885.98663970717,48288598.663970716,120721.49665992679,126757.57149292313,1225370.3865869814,122537038.65869808,12253703865.869806,30634259.66467452,32165972.647908255,298477.13555764087,29847713.55576409,2984771355.5764089,7461928.3889410226,7835024.808388073,21.122687055505409,2112.2687055505412,211226.87055505411,528.0671763876353,554.47053520701695,164,67527.021782964424,6752702.1782964421,675270217.82964432,1688175.5445741105,1772584.3218028159]
[null,null,null,null,null,null,null,null,null,null,null,null,null,null,null,null,null,null,null,null,null,null,null,null,null,null,165,64.067204177603173,26.630540625423819,64.067204177603173,153.41712514394968,0.43732904629000013,0.41546259397550017,0.43732904629000013,0.45919549860450076,0.48047155670650865,0.43732904629000013,0.41546259397550017,0.43732904629000013,0.45919549860450076,0.50449513454183414,10000,1000000,100000000,250000,250000,4804.7155670650864,480471.55670650868,48047155.670650862,120117.88917662717,126123.78363545853,1230175.1021540465,123017510.21540459,12301751021.540457,30754377.553851146,32292096.431543715,307824.6932504673,30782469.325046733,3078246932.504673,7695617.3312616833,8080398.1978247678,20.55112906355302,2055.1129063553021,205511.2906355302,513.77822658882553,539.46713791826676,165,67547.572912027972,6754757.2912027976,675475729.12027991,1688689.3228006994,1773123.7889407342]
[null,null,null,null,null,null,null,null,null,null,null,null,null,null,null,null,null,null,null,null,null,null,null,null,null,null,166,66.405657130085686,27.456087384811955,66.405657130085686,159.86064439999558,0.43514240105855012,0.41338528100562266,0.43514240105855012,0.45689952111147825,0.47806919892297611,0.43514240105855012,0.41338528100562266,0.43514240105855012,0.45689952111147825,0.5019726588691249,10000,1000000,100000000,250000,250000,{"$f":"$AJ197*AP197","v":4780.691989229761},478069.19892297609,47806919.892297611,119517.29973074402,125493.16471728122,1234955.7941432763,123495579.41432756,12349557941.432755,30873894.85358189,32417589.596260995,317464.99308133882,31746499.308133878,3174649930.8133879,7936624.8270334695,8333456.0683851428,19.995036837736638,1999.5036837736634,199950.36837736637,499.87592094341585,524.86971699058665,166,67567.567948865704,6756756.7948865714,675675679.48865724,1689189.1987216428,1773648.6586577247]
[null,null,null,null,null,null,null,null,null,null,null,null,null,null,null,null,null,null,null,null,null,null,null,null,null,null,167,68.829463615333808,28.307226093741122,68.829463615333808,166.5747914647954,0.43296668905325736,0.41131835460059457,0.43296668905325736,0.45461502350592087,0.47567885292836115,0.43296668905325736,0.41131835460059457,0.43296668905325736,0.45461502350592087,0.49946279557477924,10000,1000000,100000000,250000,250000,4756.7885292836118,475678.85292836116,47567885.292836115,118919.71323209029,124865.6988936948,1239712.5826725599,123971258.26725592,12397125826.72559,30992814.566813979,32542455.295154691,327407.20300216356,32740720.300216354,3274072030.0216355,8185180.0750540886,8594439.0788067933,19.453991890474008,1945.3991890474006,194539.91890474004,486.34979726185014,510.66728712494267,167,67587.021940756182,6758702.1940756189,675870219.40756202,1689675.5485189047,1774159.3259448498]
[null,null,null,null,null,null,null,null,null,null,null,null,null,null,null,null,null,null,null,null,null,null,null,null,null,null,168,71.341739037293493,29.184750102647094,71.341739037293493,173.5709327063168,0.43080185560799106,0.40926176282759158,0.43080185560799106,0.45234194838839126,0.47330045866371939,0.43080185560799106,0.40926176282759158,0.43080185560799106,0.45234194838839126,0.49696548159690529,10000,1000000,100000000,250000,250000,4733.0045866371938,473300.45866371942,47330045.866371937,118325.11466592985,124241.37039922632,1244445.5872591971,124444558.72591963,12444455872.591961,31111139.681479909,32666696.665553916,337660.77808218385,33766077.80821839,3376607780.8218384,8441519.4520545974,8863595.4246573243,18.927587058022578,1892.758705802258,189275.87058022578,473.18967645056449,496.84916027309254,168,67605.949527814199,6760594.9527814211,676059495.27814221,1690148.7381953553,1774656.1751051228]
[null,null,null,null,null,null,null,null,null,null,null,null,null,null,null,null,null,null,null,null,null,null,null,null,null,null,169,73.945712512154699,30.08947735582915,73.945712512154699,180.8609118799821,0.42864784632995112,0.4072154540134536,0.42864784632995112,0.4500802386464493,0.47093395637040081,0.42864784632995112,0.4072154540134536,0.42864784632995112,0.4500802386464493,0.4944806541889209,10000,1000000,100000000,250000,250000,4709.3395637040085,470933.95637040079,47093395.637040079,117733.4890926002,123620.16354723023,1249154.9268229012,124915492.68229003,12491549268.229,31228873.170572508,32790316.829101145,348235.46949977265,34823546.949977264,3482354694.997726,8705886.737494316,9141181.0743690319,18.415426194068115,1841.5426194068114,184154.26194068111,460.38565485170284,483.40493759428801,169,67624.36495400827,6762436.4954008283,676243649.54008293,1690609.1238502071,1775139.580042717]
[null,null,null,null,null,null,null,null,null,null,null,null,null,null,null,null,null,null,null,null,null,null,null,null,null,null,170,76.644731018848347,31.022251153859852,76.644731018848347,188.45707017894136,0.42650460709830135,0.40517937674338633,0.42650460709830135,0.44782983745321708,0.46857928658854875,0.42650460709830135,0.40517937674338633,0.42650460709830135,0.44782983745321708,0.49200825091797623,10000,1000000,100000000,250000,250000,4685.7928658854871,468579.28658854874,46857928.658854872,117144.82164713719,123002.06272949406,1253840.7196887867,125384071.96887858,12538407196.887856,31346017.992219646,32913318.891830638,359141.33381583169,35914133.381583169,3591413338.1583171,8978533.3453957923,9427460.0126655847,17.917123871604559,1791.712387160456,179171.2387160456,447.92809679011401,470.32450162961982,170,67642.282077879878,6764228.2077879887,676422820.77879894,1691057.0519469972,1775609.9045443467]
[null,null,null,null,null,null,null,null,null,null,null,null,null,null,null,null,null,null,null,null,null,null,null,null,null,null,171,79.44226370103631,31.983940939629505,79.44226370103631,196.3722671264569,0.42437208406280985,0.40315347985966937,0.42437208406280985,0.445590688265951,0.46623639015560603,0.42437208406280985,0.40315347985966937,0.42437208406280985,0.445590688265951,0.48954820966338636,10000,1000000,100000000,250000,250000,4662.3639015560602,466236.39015560603,46623639.015560605,116559.09753890151,122387.05241584659,1258503.0835903427,125850308.3590342,12585030835.903416,31462577.089758549,33035705.944246486,370388.74253760901,37038874.253760904,3703887425.3760905,9259718.563440226,9722704.4916122369,17.432305092880693,1743.2305092880692,174323.05092880694,435.80762732201731,457.59800868811817,171,67659.714382972757,6765971.4382972764,676597143.82972777,1691492.8595743191,1776067.5025530348]
[null,null,null,null,null,null,null,null,null,null,null,null,null,null,null,null,null,null,null,null,null,null,null,null,null,null,172,82.341906326124132,32.975443108758014,82.341906326124132,204.61990234576811,0.42225022364249581,0.401137712460371,0.42225022364249581,0.44336273482462124,0.46390520820482795,0.42225022364249581,0.401137712460371,0.42225022364249581,0.44336273482462124,0.48710046861506945,10000,1000000,100000000,250000,250000,4639.0520820482798,463905.20820482797,46390520.820482798,115976.30205120699,121775.11715376737,1263142.1356723909,126314213.56723902,12631421356.723898,31578553.391809754,33157481.061400253,381988.39198203059,38198839.198203057,3819883919.8203058,9549709.7995507643,10027195.289528305,16.960605007195269,1696.0605007195268,169606.05007195269,424.01512517988169,445.21588143887584,172,67676.674987979946,6767667.498797996,676766749.87979972,1691916.874699499,1776512.7184344737]
[null,null,null,null,null,null,null,null,null,null,null,null,null,null,null,null,null,null,null,null,null,null,null,null,null,null,173,85.347385907027657,33.997681845129513,85.347385907027657,213.21393824429038,0.42013897252428334,0.39913202389806912,0.42013897252428334,0.44114592115049811,0.46158568216380386,0.42013897252428334,0.39913202389806912,0.42013897252428334,0.44114592115049811,0.48466496627199412,10000,1000000,100000000,250000,250000,4615.8568216380381,461585.68216380384,46158568.216380388,115396.42054095096,121166.24156799853,1267757.992494029,126775799.24940282,12677579924.940279,31693949.812350705,33278647.302968252,393951.31344792777,39395131.344792776,3939513134.4792781,9848782.836198194,10341221.978008106,16.501668636328397,1650.1668636328397,165016.68636328401,412.54171590820994,433.16880170362055,173,67693.17665661627,6769317.6656616284,676931766.56616306,1692329.4164154071,1776945.8872361775]
[null,null,null,null,null,null,null,null,null,null,null,null,null,null,null,null,null,null,null,null,null,null,null,null,null,null,174,88.46256549263417,35.051609982328522,88.46256549263417,222.16892365055057,0.41803827766166191,0.39713636377857875,0.41803827766166191,0.43894019154474562,0.45927775375298485,0.41803827766166191,0.39713636377857875,0.41803827766166191,0.43894019154474562,0.48224164144063403,10000,1000000,100000000,250000,250000,4592.7775375298488,459277.75375298486,45927775.375298485,114819.43843824622,120560.41036015851,1272350.7700315588,127235077.00315581,12723507700.315577,31808769.250788953,33399207.71332841,406288.88370683335,40628888.370683335,4062888837.0683331,10157222.092670834,10665083.197304374,16.055150607402467,1605.5150607402468,160551.50607402466,401.3787651850617,421.4477034443147,174,67709.231807223667,6770923.1807223689,677092318.07223713,1692730.7951805922,1777367.3349396219]
[null,null,null,null,null,null,null,null,null,null,null,null,null,null,null,null,null,null,null,null,null,null,null,null,null,null,175,91.691449133115313,36.138209891780704,91.691449133115313,231.5000184438737,0.41594808627335361,0.39515068195968583,0.41594808627335361,0.43674549058702189,0.45698136498421993,0.41594808627335361,0.39515068195968583,0.41594808627335361,0.43674549058702189,0.47983043323343094,10000,1000000,100000000,250000,250000,4569.8136498421991,456981.36498421995,45698136.498421989,114245.34124605499,119957.60830835774,1276920.5836814011,127692058.36814003,12769205836.813999,31923014.592035007,33519165.321636766,419012.83582232206,41901283.582232207,4190128358.2232203,10475320.895558052,10999086.940335954,15.620714892971497,1562.0714892971498,156207.14892971495,390.51787232428745,410.04376594050177,175,67724.852522116635,6772485.2522116657,677248525.22116685,1693121.3130529164,1777777.3787055623]
[null,null,null,null,null,null,null,null,null,null,null,null,null,null,null,null,null,null,null,null,null,null,null,null,null,null,176,95.03818702647402,37.258494398425903,95.03818702647402,241.22301921851641,0.41386834584198684,0.39317492854988739,0.41386834584198684,0.43456176313408679,0.45469645815929882,0.41386834584198684,0.39317492854988739,0.41386834584198684,0.43456176313408679,0.47743128106726379,10000,1000000,100000000,250000,250000,4546.964581592988,454696.45815929881,45469645.815929882,113674.1145398247,119357.82026681595,1281467.548262994,128146754.82629932,12814675482.629929,32036688.706574831,33638523.141903579,432135.27030818758,43213527.03081876,4321352703.0818758,10803381.75770469,11343550.845589925,15.198034558143524,1519.8034558143524,151980.34558143525,379.95086395358811,398.94840715126753,176,67740.050556674774,6774005.0556674805,677400505.56674826,1693501.2639168701,1778176.3271127136]
[null,null,null,null,null,null,null,null,null,null,null,null,null,null,null,null,null,null,null,null,null,null,null,null,null,null,177,98.507080852940319,38.413507724777105,98.507080852940319,251.35438602569411,0.41179900411277692,0.39120905390713795,0.41179900411277692,0.43238895431841634,0.45242297586850239,0.41179900411277692,0.39120905390713795,0.41179900411277692,0.43238895431841634,0.47504412466192752,10000,1000000,100000000,250000,250000,4524.2297586850236,452422.9758685024,45242297.586850241,113105.7439671256,118761.03116548188,1285991.778021679,128599177.80216783,12859917780.21678,32149794.450541958,33757284.17306906,445668.6666360643,44566866.663606435,4456686666.3606434,11141716.665901609,11698802.499196688,14.786791514545456,1478.6791514545459,147867.91514545458,369.66978786363649,388.15327725681823,177,67754.837348189321,6775483.7348189354,677548373.48189366,1693870.9337047338,1778564.4803899704]
[null,null,null,null,null,null,null,null,null,null,null,null,null,null,null,null,null,null,null,null,null,null,null,null,null,null,178,102.10258930407264,39.60432646424519,102.10258930407264,261.91127023877328,0.40974000909221303,0.38925300863760226,0.40974000909221303,0.43022700954682425,0.45016086098915981,0.40974000909221303,0.38925300863760226,0.40974000909221303,0.43022700954682425,0.47266890403861783,10000,1000000,100000000,250000,250000,4501.6086098915985,450160.86098915979,45016086.098915979,112540.21524728995,118167.22600965446,1290493.3866315705,129049338.66315699,12904933866.315695,32262334.665789247,33875451.399078712,459625.89510343922,45962589.510343917,4596258951.0343914,11490647.377585979,12065179.746465281,14.386676280945505,1438.6676280945503,143866.76280945502,359.66690702363758,377.65025237481956,178,67769.22402447027,6776922.4024470299,677692240.24470305,1694230.6006117575,1778942.1306423452]
[null,null,null,null,null,null,null,null,null,null,null,null,null,null,null,null,null,null,null,null,null,null,null,null,null,null,179,105.82933381367128,40.832060584636785,105.82933381367128,272.91154358880175,0.40769130904675194,0.38730674359441425,0.40769130904675194,0.42807587449909013,0.44791005668421408,0.40769130904675194,0.38730674359441425,0.40769130904675194,0.42807587449909013,0.47030555951842473,10000,1000000,100000000,250000,250000,4479.1005668421403,447910.0566842141,44791005.66842141,111977.51417105352,117576.38987960618,1294972.4871984127,129497248.7198412,12949724871.984116,32374312.179960299,33993027.788958319,474020.22907334112,47402022.907334119,4740202290.7334118,11850505.72683353,12443031.013175204,13.997387750352841,1399.7387750352843,139973.87750352841,349.93469375882108,367.43142844676203,179,67783.221412220621,6778322.1412220653,677832214.12220657,1694580.5353055163,1779309.5620707918]
[null,null,null,null,null,null,null,null,null,null,null,null,null,null,null,null,null,null,null,null,null,null,null,null,null,null,180,109.69210449787029,42.097854462760523,109.69210449787029,284.37382841953143,0.40565285250151817,0.38537020987644216,0.40565285250151817,0.42593549512659468,0.44567050640079292,0.40565285250151817,0.38537020987644216,0.40565285250151817,0.42593549512659468,0.46795403172083255,10000,1000000,100000000,250000,250000,4456.7050640079296,445670.50640079292,44567050.64007929,111417.62660019823,116988.50793020814,1299429.1922624207,129942919.22624199,12994291922.624195,32485729.806560498,34110016.29688853,488865.35759734554,48886535.759734549,4888653575.9734545,12221633.939933637,12832715.636930319,13.618632963419357,1361.8632963419354,136186.32963419353,340.46582408548386,357.48911528975805,180,67796.840045184043,6779684.0045184074,677968400.45184076,1694921.0011296018,1779667.0511860815]
[null,null,null,null,null,null,null,null,null,null,null,null,null,null,null,null,null,null,null,null,null,null,null,null,null,null,181,113.69586631204255,43.402887951106095,113.69586631204255,296.31752921315177,0.4036245882390106,0.38344335882705993,0.4036245882390106,0.4238058176509617,0.44344215386878905,0.4036245882390106,0.38344335882705993,0.4036245882390106,0.4238058176509617,0.4656142615622284,10000,1000000,100000000,250000,250000,4434.4215386878905,443442.15386878903,44344215.386878908,110860.53846719726,116403.56539055709,1303863.6138011084,130386361.38011079,13038636138.011074,32596590.345027696,34226419.862279087,504175.39843390044,50417539.84339004,5041753984.3390045,12604384.96084751,13234604.208889883,13.250126887972867,1325.0126887972865,132501.26887972865,331.25317219932163,347.81583080928766,181,67810.090172072014,6781009.0172072044,678100901.72072053,1695252.2543018011,1780014.8670168908]
[null,null,null,null,null,null,null,null,null,null,null,null,null,null,null,null,null,null,null,null,null,null,null,null,null,null,182,117.8457654324321,44.748377477590381,117.8457654324321,308.76286544010418,0.40160646529781552,0.38152614203292462,0.40160646529781552,0.42168678856270692,0.44122494309944499,0.40160646529781552,0.38152614203292462,0.40160646529781552,0.42168678856270692,0.46328619025441725,10000,1000000,100000000,250000,250000,4412.2494309944495,441224.94309944496,44122494.309944496,110306.23577486124,115821.54756360431,1308275.8632321029,130827586.32321022,13082758632.321018,32706896.580802556,34342241.409842692,519964.91147435392,51996491.147435389,5199649114.7435389,12999122.786858847,13649078.926201792,12.891592204515993,1289.1592204515991,128915.92204515992,322.28980511289978,338.40429536854487,182,67822.981764276527,6782298.1764276559,678229817.64276564,1695574.544106914,1780353.2713122594]
[null,null,null,null,null,null,null,null,null,null,null,null,null,null,null,null,null,null,null,null,null,null,null,null,null,null,183,122.14713587071587,46.135577179395682,122.14713587071587,321.73090578858859,0.39959843297132641,0.37961851132275998,0.39959843297132641,0.4195783546198934,0.43901881838394774,0.39959843297132641,0.37961851132275998,0.39959843297132641,0.4195783546198934,0.46096975930314515,10000,1000000,100000000,250000,250000,4390.1881838394775,439018.81838394771,43901881.838394776,109754.70459598693,115242.43982578629,1312666.0514159424,131266605.14159417,13126660514.159412,32816651.285398543,34457483.84966848,536248.912589452,53624891.258945197,5362489125.8945198,13406222.814736299,14076533.955473116,12.542759097529171,1254.275909752917,125427.59097529169,313.56897743822924,329.24742631014072,183,67835.524523374057,6783552.4523374084,678355245.23374093,1695888.1130843521,1780682.5187385695]
[null,null,null,null,null,null,null,null,null,null,null,null,null,null,null,null,null,null,null,null,null,null,null,null,null,null,184,126.605506329997,47.565780071956944,126.605506329997,335.24360383170932,0.39760044080646978,0.37772041876614615,0.39760044080646978,0.41748046284679391,0.43682372429202798,0.39760044080646978,0.37772041876614615,0.39760044080646978,0.41748046284679391,0.45866491050662944,10000,1000000,100000000,250000,250000,4368.2372429202796,436823.724292028,43682372.429202795,109205.931073007,114666.22762665736,1317034.2886588627,131703428.8658862,13170342886.588615,32925857.216471549,34572150.077295139,553042.88790947211,55304288.790947214,5530428879.0947208,13826072.197736803,14517375.807623645,12.203365052420793,1220.3365052420795,122033.65052420793,305.08412631051988,320.33833262604588,184,67847.727888426482,6784772.7888426501,678477278.88426518,1696193.1972106625,1781002.8570711955]
[null,null,null,null,null,null,null,null,null,null,null,null,null,null,null,null,null,null,null,null,null,null,null,null,null,null,185,131.22660731104187,49.040319254187608,131.22660731104187,349.32383519264113,0.39561243860243744,0.37583181667231541,0.39561243860243744,0.41539306053255992,0.43463960567056792,0.39561243860243744,0.37583181667231541,0.39561243860243744,0.41539306053255992,0.45637158595409633,10000,1000000,100000000,250000,250000,4346.3960567056793,434639.60567056789,43463960.56705679,108659.90141764197,114092.89648852409,1321380.6847155683,132138068.47155677,13213806847.155672,33034517.117889192,34686242.973783664,570362.80855157704,57036280.855157703,5703628085.51577,14259070.213789426,14972023.724478899,11.873154657971682,1187.3154657971681,118731.5465797168,296.82886644929204,311.67030977175665,185,67859.601043084447,6785960.1043084469,678596010.4308449,1696490.0260771117,1781314.5273809673]
[null,null,null,null,null,null,null,null,null,null,null,null,null,null,null,null,null,null,null,null,null,null,null,null,null,null,186,136.0163784778949,50.560569151067419,136.0163784778949,363.99543627073206,0.39363437640942528,0.37395265758895385,0.39363437640942528,0.4133160952298971,0.43246640764221506,0.39363437640942528,0.37395265758895385,0.39363437640942528,0.4133160952298971,0.4540897280243259,10000,1000000,100000000,250000,250000,4324.6640764221502,432466.40764221508,43246640.764221504,108116.60191055377,113522.43200608148,1325705.3487919904,132570534.87919898,13257053487.919893,33142633.719799746,34799765.405789748,588225.14580839104,58822514.580839105,5882251458.08391,14705628.645209776,15440910.077470269,11.551879414125198,1155.1879414125196,115518.79414125197,288.79698535312991,303.23683462078651,186,67871.152922498572,6787115.2922498593,678711529.2249862,1696778.8230624648,1781617.7642155881]
[null,null,null,null,null,null,null,null,null,null,null,null,null,null,null,null,null,null,null,null,null,null,null,null,null,null,187,140.98097629233806,52.127946794750507,140.98097629233806,379.28324459410283,0.39166620452737816,0.3720828943010091,0.39166620452737816,0.4112495147537476,0.43030407560400408,0.39166620452737816,0.3720828943010091,0.39166620452737816,0.4112495147537476,0.45181927938420419,10000,1000000,100000000,250000,250000,4303.0407560400408,430304.07560400409,43030407.560400404,107576.01890100102,112954.81984605105,1330008.3895480304,133000838.95480299,13300083895.480293,33250209.738700747,34912720.225635797,606646.88681224547,60664688.68122454,6066468868.1224537,15166172.170306135,15924480.778821439,11.239297544978362,1123.929754497836,112392.9754497836,280.98243862445901,295.03156055568189,187,67882.392220043548,6788239.2220043568,678823922.200436,1697059.8055010892,1781912.7957761437]
[null,null,null,null,null,null,null,null,null,null,null,null,null,null,null,null,null,null,null,null,null,null,null,null,null,null,188,146.12678192700838,53.743913145387765,146.12678192700838,395.21314086705513,0.38970787350474129,0.37022247982950407,0.38970787350474129,0.40919326717997884,0.428152555225984,0.38970787350474129,0.37022247982950407,0.38970787350474129,0.40919326717997884,0.44956018298728323,10000,1000000,100000000,250000,250000,4281.52555225984,428152.55522598402,42815255.522598401,107038.138806496,112390.0457468208,1334289.9151002902,133428991.51002897,13342899151.002892,33357247.877507243,35025110.271382615,625645.55068998772,62564555.068998776,6256455506.8998775,15641138.767249694,16423195.705612179,10.935173816833224,1093.5173816833226,109351.73816833225,273.37934542083065,287.04831269187218,188,67893.327393860382,6789332.7393860398,678933273.93860435,1697333.1848465099,1782199.8440888356]
[null,null,null,null,null,null,null,null,null,null,null,null,null,null,null,null,null,null,null,null,null,null,null,null,null,null,189,151.46040946734419,55.40997445289478,151.46040946734419,411.81209278347148,0.38775933413721758,0.36837136743035653,0.38775933413721758,0.40714730084407896,0.42601179244985404,0.38775933413721758,0.36837136743035653,0.38775933413721758,0.40714730084407896,0.4473123820723468,10000,1000000,100000000,250000,250000,4260.1179244985406,426011.79244985402,42601179.244985402,106502.94811246351,111828.0955180867,1338550.0330247888,133855003.30247882,13385500330.247877,33463750.825619705,35136938.366900705,645239.20522372145,64523920.522372141,6452392052.2372141,16130980.130593035,16937529.137122691,10.639279361171601,1063.92793611716,106392.793611716,265.98198402929,279.28108323075458,189,67903.966673221556,6790396.667322157,679039666.73221612,1697599.1668305392,1782479.1251720665]
[null,null,null,null,null,null,null,null,null,null,null,null,null,null,null,null,null,null,null,null,null,null,null,null,null,null,190,156.98871441290225,57.127683660934515,156.98871441290225,429.10820068037731,0.3858205374665315,0.36652951059320477,0.3858205374665315,0.40511156433985857,0.42388173348760483,0.3858205374665315,0.36652951059320477,0.3858205374665315,0.40511156433985857,0.4450758201619851,10000,1000000,100000000,250000,250000,4238.8173348760483,423881.73348760483,42388173.348760486,105970.43337190121,111268.95504049628,1342788.850359665,134278885.03596643,13427888503.596638,33569721.258991607,35248207.321941204,665446.48403331544,66544648.403331541,6654464840.3331547,16636162.100832885,17467970.205874532,10.351391502419899,1035.1391502419899,103513.915024199,258.78478756049748,271.7240269385224,190,67914.318064723979,6791431.8064723993,679143180.64724028,1697857.9516180998,1782750.8491990049]
[null,null,null,null,null,null,null,null,null,null,null,null,null,null,null,null,null,null,null,null,null,null,null,null,null,null,191,162.71880248897318,58.898641854423481,162.71880248897318,447.13074510895319,0.38389143477919885,0.36469686304023874,0.38389143477919885,0.40308600651815929,0.42176232482016679,0.38389143477919885,0.36469686304023874,0.38389143477919885,0.40308600651815929,0.44285044106117516,10000,1000000,100000000,250000,250000,4217.6232482016676,421762.3248201668,42176232.482016683,105440.5812050417,110712.61026529378,1347006.4736078666,134700647.36078659,13470064736.078655,33675161.840196647,35358919.932206497,686286.60429702862,68628660.429702878,6862866042.9702873,17157165.107425719,18015023.362797003,10.071293590374461,1007.1293590374464,100712.93590374463,251.78233975936161,264.37145674732966,{"$f":"AA222","v":191},67924.389358314351,6792438.9358314369,679243893.58314407,1698109.7339578592,1783015.2206557523]
[null,null,null,null,null,null,null,null,null,null,null,null,null,null,null,null,null,null,null,null,null,null,null,null,null,null,192,168.65803877982069,60.724499751910606,168.65803877982069,465.91023640352927,0.38197197760530283,0.36287337872503755,0.38197197760530283,0.40107057648556849,0.41965351319606586,0.38197197760530283,0.36287337872503755,0.38197197760530283,0.40107057648556849,0.44063618885586925,10000,1000000,100000000,250000,250000,4196.5351319606589,419653.51319606585,41965351.319606587,104913.37829901646,110159.04721396731,1351203.0087398272,135120300.87398264,13512030087.398262,33780075.21849566,35469078.979420461,707779.38502710068,70777938.502710059,7077793850.2710066,{"$f":"AX223*$AB223","v":17694484.625677515},{"$f":"AY223*$AB223","v":18579208.856961396},{"$f":"BE223/(1+$C$11)^BO223","v":9.7987748371613357},{"$f":"BF223/(1+$C$11)^BO223","v":979.8774837161335},{"$f":"BG223/(1+$C$11)^BO223","v":97987.748371613357},244.96937092903337,{"$f":"BI223/(1+$F$11)^BO223","v":257.21783947548511},192,67934.188133151518,6793418.8133151531,679341881.33151567,1698354.7033287883,1783272.4384952278]
[null,null,null,null,null,null,null,null,null,null,null,null,null,null,null,null,null,null,null,null,null,null,null,null,null,null,193,{"$f":"IF($C$9=1,AC224,IF($C$9=2,AD224,AE224))","v":174.81405719528414},{"$f":"AC223*(1+($C$20-$C$21))","v":62.60695924421983},{"$f":"AD223*(1+$C$20)","v":174.81405719528414},{"$f":"AE223*(1+($C$20+$C$21))","v":485.47846633247752},{"$f":"IF($C$9=1,AG224,IF($C$9=2,AH224,AI224))","v":0.38006211771727633},{"$f":"AG223*(1-$C$18)","v":0.36105901183141237},{"$f":"AH223*(1-$C$18)","v":0.38006211771727633},{"$f":"AI223*(1-$C$18)","v":0.39906522360314062},{"$f":"AF224*$C$16*$C$15*365/1000","v":0.41755524563008561},{"$f":"IF($C$9=1,AL224,IF($C$9=2,AM224,AN224))","v":0.38006211771727633},{"$f":"AL223*(1-$F$18)","v":0.36105901183141237},{"$f":"AM223*(1-$F$18)","v":0.38006211771727633},{"$f":"AN223*(1-$F$18)","v":0.39906522360314062},{"$f":"AK224*($F$16)*($F$15*365)/1000","v":0.4384330079115899},10000,1000000,100000000,250000,250000,4175.5524563008557,{"$f":"$AJ224*AQ224","v":417555.24563008564},{"$f":"$AJ224*AR224","v":41755524.563008562},{"$f":"$AJ224*AS224","v":104388.81140752141},109608.25197789748,1355378.5611961281,135537856.11961272,13553785611.961271,33884464.029903181,35578687.231398359,729945.26591768698,72994526.591768712,7299452659.1768703,18248631.647942178,19161063.230339285,9.533630158607675,953.36301586076775,95336.301586076763,{"$f":"BH224/(1+$C$11)^BO224","v":238.34075396519194},250.25779166345151,193,67943.721763310125,6794372.1763310134,679437217.6331017,1698593.0440827534,1783522.6962868914]
[null,null,null,null,null,null,null,null,null,null,null,null,null,null,null,null,null,null,null,null,null,null,null,null,null,null,{"$f":"AA224+1","v":194},181.194770282912,64.547774980790635,181.194770282912,505.86856191844157,0.37816180712868996,0.35925371677225532,0.37816180712868996,0.39706989748512489,0.41546746940193524,0.37816180712868996,0.35925371677225532,0.37816180712868996,0.39706989748512489,0.43624084287203202,{"$f":"AP224","v":10000},{"$f":"AQ224","v":1000000},{"$f":"AR224","v":100000000},{"$f":"AS224","v":250000},{"$f":"AT224","v":250000},4154.6746940193525,415467.46940193523,41546746.940193526,103866.86735048381,{"$f":"$AO225*AT225","v":109060.21071800801},{"$f":"AZ224+AU225","v":1359533.2358901475},{"$f":"BA224+AV225","v":135953323.58901465},{"$f":"BB224+AW225","v":13595332358.901464},{"$f":"BC224+AX225","v":33988330.897253662},{"$f":"BD224+AY225","v":35687747.442116365},752805.32678306429,75280532.678306431,7528053267.8306437,18820133.169576608,19761139.828055438,9.2756600199055406,927.56600199055401,92756.600199055407,231.8915004976385,243.48607552252042,194,67952.997423330031,6795299.7423330043,679529974.23330081,1698824.9355832511,1783766.182362414]
[null,null,null,null,null,null,null,null,null,null,null,null,null,null,null,null,null,null,null,null,null,null,null,null,null,null,195,187.80837939823829,66.548756005195145,187.80837939823829,527.11504151901613,0.37627099809304654,0.35745744818839403,0.37627099809304654,0.39508454799769926,0.41339013205492553,0.37627099809304654,0.35745744818839403,0.37627099809304654,0.39508454799769926,0.43405963865767189,10000,1000000,100000000,250000,250000,4133.9013205492556,413390.13205492555,41339013.205492556,103347.53301373139,108514.90966441797,1363667.1372106967,136366713.72106957,13636671372.106956,34091678.430267394,35796262.35178078,776381.30760459288,77638130.760459289,7763813076.045929,19409532.690114822,20380009.324620564,9.0246702854518208,902.46702854518219,90246.702854518226,225.61675713629555,236.89759499311032,195,67962.02209361548,6796202.2093615495,679620220.93615532,1699050.5523403874,1784003.079957407]
[null,null,null,null,null,null,null,null,null,null,null,null,null,null,null,null,null,null,null,null,null,null,null,null,null,null,196,194.66338524627398,68.611767441356193,194.66338524627398,549.25387326281486,0.37438964310258133,0.35567016094745207,0.37438964310258133,0.39310912525771075,0.41132318139465091,0.37438964310258133,0.35567016094745207,0.37438964310258133,0.39310912525771075,0.43188934046438354,10000,1000000,100000000,250000,250000,4113.2318139465087,411323.18139465089,41132318.139465094,102830.79534866272,107972.33511609588,1367780.3690246432,136778036.90246421,13677803690.246422,34194509.225616053,35904234.686896876,800695.62920549954,80069562.920549959,8006956292.0549965,20017390.73013749,21018260.26664437,8.7804720727513725,878.04720727513734,87804.720727513748,219.51180181878433,230.48739190972361,196,67970.802565688238,6797080.2565688249,679708025.65688288,1699270.0641422062,1784233.5673493168]
[null,null,null,null,null,null,null,null,null,null,null,null,null,null,null,null,null,null,null,null,null,null,null,null,null,null,197,201.76859880776297,70.738732232038231,201.76859880776297,572.32253593985308,0.37251769488706843,0.35389181014271481,0.37251769488706843,0.39114357963142221,0.40926656548767776,0.37251769488706843,0.35389181014271481,0.37251769488706843,0.39114357963142221,0.42972989376206161,10000,1000000,100000000,250000,250000,4092.6656548767778,409266.56548767776,40926656.548767775,102316.64137191944,107432.4734405154,1371873.0346795199,137187303.46795189,13718730346.795189,34296825.866987973,36011667.160337389,825771.41457314312,82577141.457314298,8257714145.7314301,20644285.364328574,21676499.632545002,8.5428816102733673,854.28816102733651,85428.816102733646,213.57204025683413,224.25064226967581,197,67979.345447298518,6797934.5447298521,679793454.47298563,1699483.636182463,1784457.8179915864]
[null,null,null,null,null,null,null,null,null,null,null,null,null,null,null,null,null,null,null,null,null,null,null,null,null,null,198,209.13315266424632,72.931632931231405,209.13315266424632,596.36008244932691,0.37065510641263311,0.35212235109200124,0.37065510641263311,0.38918786173326508,0.40722023266023932,0.37065510641263311,0.35212235109200124,0.37065510641263311,0.38918786173326508,0.42758124429325134,10000,1000000,100000000,250000,250000,4072.2023266023934,407220.23266023933,40722023.266023934,101805.05816505983,106895.31107331284,1375945.2370061222,137594523.70061213,13759452370.061213,34398630.925153032,36118562.471410699,851632.51084903744,85163251.084903732,8516325108.4903736,21290812.771225933,22355353.409787234,8.3117200991538684,831.17200991538675,83117.200991538673,207.79300247884669,218.18265260278906,198,67987.657167397672,6798765.7167397672,679876571.67397714,1699691.4291849418,1784676.0006441893]
[null,null,null,null,null,null,null,null,null,null,null,null,null,null,null,null,null,null,null,null,null,null,null,null,null,null,199,216.76651273649131,75.19251355209957,216.76651273649131,621.40720591219861,0.36880183088056995,0.35036173933654124,0.36880183088056995,0.38724192242459876,0.40518413149693822,0.36880183088056995,0.35036173933654124,0.36880183088056995,0.38724192242459876,0.42544333807178508,10000,1000000,100000000,250000,250000,4051.841314969382,405184.13149693824,40518413.149693824,101296.03287423456,106360.83451794628,1379997.0783210916,137999707.83210906,13799970783.210907,34499926.958027266,36224923.305928648,878303.5120075522,87830351.200755224,8783035120.0755234,21957587.800188806,23055467.190198246,8.0868135786406778,808.68135786406776,80868.135786406783,202.17033946601694,212.27885643931779,199,67995.743980976316,6799574.3980976315,679957439.80976355,1699893.5995244079,1784888.2795006286]
[null,null,null,null,null,null,null,null,null,null,null,null,null,null,null,null,null,null,null,null,null,null,null,null,null,null,200,224.67849045137322,77.523481472214655,224.67849045137322,647.506308560511,0.36695782172616709,0.34860993063985851,0.36695782172616709,0.38530571281247578,0.40315821083945341,0.36695782172616709,0.34860993063985851,0.36695782172616709,0.38530571281247578,0.42331612138142616,10000,1000000,100000000,250000,250000,4031.5821083945343,403158.21083945339,40315821.083945341,100789.55270986335,105829.03034535654,1384028.6604294861,138402866.04294851,13840286604.294853,34600716.510737129,36330752.336274005,905809.78224484855,90580978.224484846,9058097822.4484844,22645244.556121211,23777506.783927277,7.8679927951790161,786.79927951790148,78679.927951790145,196.69981987947537,206.53481087344917,200,68003.611973771491,6800361.197377149,680036119.73771536,1700090.2993442873,1785094.814311502]
[null,null,null,null,null,null,null,null,null,null,null,null,null,null,null,null,null,null,null,null,null,null,null,null,null,null,201,232.87925535284833,79.926709397853301,232.87925535284833,674.70157352005253,0.36512303261753626,0.34686688098665924,0.36512303261753626,0.38337918424841338,0.40114241978525628,0.36512303261753626,0.34686688098665924,0.36512303261753626,0.38337918424841338,0.42119954077451904,10000,1000000,100000000,250000,250000,4011.4241978525629,401142.41978525626,40114241.978525631,100285.60494631407,105299.88519362976,1388040.0846273387,138804008.46273378,13880400846.273378,34701002.115683444,36436052.221467637,934177.48010030179,93417748.01003018,9341774801.0030174,23354437.002507545,24522158.852632917,7.655093075039658,765.50930750396583,76550.930750396583,191.37732687599146,200.94619321979098,201,68011.267066846529,6801126.7066846527,680112670.66846573,1700281.6766711632,1785295.7605047219]
[null,null,null,null,null,null,null,null,null,null,null,null,null,null,null,null,null,null,null,null,null,null,null,null,null,null,202,241.3793481732273,82.404437389186754,241.3793481732273,703.03903960789478,0.3632974174544486,0.34513254658172593,0.3632974174544486,0.38146228832717133,0.39913670768632992,0.3632974174544486,0.34513254658172593,0.3632974174544486,0.38146228832717133,0.41909354307064645,10000,1000000,100000000,250000,250000,3991.3670768632992,399136.7076863299,39913670.768632993,99784.176921582475,104773.38576766162,1392031.451704202,139203145.17042011,13920314517.042011,34800786.292605028,36540825.607235298,963433.5833333428,96343358.333334267,9634335833.3334274,24085839.583333567,25290131.56250025,7.4479542003935943,744.79542003935933,74479.542003935931,186.19885500983983,195.50879776033184,202,68018.715021046926,6801871.5021046922,680187150.21046972,1700467.875526173,1785491.2693024823]
[null,null,null,null,null,null,null,null,null,null,null,null,null,null,null,null,null,null,null,null,null,null,null,null,null,null,203,250.18969438155008,84.958974948251537,250.18969438155008,732.56667927142644,0.36148093036717638,0.34340688384881729,0.36148093036717638,0.37955497688553547,0.39714102414789837,0.36148093036717638,0.34340688384881729,0.36148093036717638,0.37955497688553547,0.41699807535529326,10000,1000000,100000000,250000,250000,3971.4102414789836,397141.02414789837,39714102.414789841,99285.256036974592,104249.51883882332,1396002.861945681,139600286.19456801,13960028619.4568,34900071.548642002,36645075.12607412,993605.91457938496,99360591.457938492,9936059145.7938499,24840147.864484623,26082155.257708855,7.24642028874002,724.64202887400199,72464.202887400199,181.1605072185005,190.21853257942553,203,68025.961441335661,6802596.1441335659,680259614.41335714,1700649.0360333915,1785681.4878350617]
[null,null,null,null,null,null,null,null,null,null,null,null,null,null,null,null,null,null,null,null,null,null,null,null,null,null,204,259.32161822647663,87.592703171647329,259.32161822647663,763.33447980082633,0.3596735257153405,0.3416898494295732,0.3596735257153405,0.37765720200110781,0.39515531902715889,0.3596735257153405,0.3416898494295732,0.3596735257153405,0.37765720200110781,0.41491308497851681,10000,1000000,100000000,250000,250000,3951.5531902715888,395155.3190271589,39515531.902715892,98788.829756789724,103728.2712446292,1399954.4151359526,139995441.51359516,13999544151.359516,34998860.378398791,36748803.397318751,1024723.1678092247,102472316.78092247,10247231678.092249,25618079.195230618,26898983.154992148,7.0503396755968248,705.03396755968254,70503.396755968264,176.25849188992063,185.07141648441666,204,{"$f":"BP234+BJ235","v":68033.011781011257},{"$f":"BQ234+BK235","v":6803301.1781011252},{"$f":"BR234+BL235","v":680330117.81011307},{"$f":"BS234+BM235","v":1700825.2945252813},{"$f":"BT234+BN235","v":1785866.5592515462}]
[null,null,null,null,null,null,null,null,null,null,null,null,null,null,null,null,null,null,null,null,null,null,null,null,null,null,205,268.78685729174305,90.308076969968383,268.78685729174305,795.39452795246109,0.35787515808676379,0.33998140018242534,0.35787515808676379,0.37576891599110229,0.39317954243202302,0.35787515808676379,0.33998140018242534,0.35787515808676379,0.37576891599110229,0.41283851955362422,10000,1000000,100000000,250000,250000,3931.7954243202303,393179.54243202304,39317954.243202299,98294.885608005759,103209.62988840605,1403886.2105602729,140388621.05602717,14038862105.602718,35097155.264006793,36852013.027207159,1056814.93561709,105681493.561709,10568149356.170898,26420373.39042725,27741392.059948616,6.8595648003654022,685.95648003654026,68595.648003654016,171.48912000913506,180.06357600959183,205,68039.871345811625,6803987.1345811617,680398713.45811677,1700996.7836452904,1786046.6228275558]
[null,null,null,null,null,null,null,null,null,null,null,null,null,null,null,null,null,null,null,null,null,null,null,null,null,null,206,278.59757758289169,93.107627356037398,278.59757758289169,828.80109812646447,0.35608578229632998,0.33828149318151324,0.35608578229632998,0.37389007141114677,0.39121364471986286,0.35608578229632998,0.33828149318151324,0.35608578229632998,0.37389007141114677,0.41077432695585608,10000,1000000,100000000,250000,250000,3912.1364471986285,391213.64471986284,39121364.471986286,97803.411179965711,102693.58173896401,1407798.3470074716,140779834.70074704,14077983470.074705,35194958.675186761,36954706.608946122,1089911.7373632782,108991173.73632781,10899117373.632782,27247793.434081953,28610183.105786055,6.6739520952838163,667.39520952838166,66739.520952838167,166.84880238209541,175.19124250120021,206,68046.545297906909,6804654.5297906902,680465452.97906959,1701163.6324476725,1786221.8140700569]
[null,null,null,null,null,null,null,null,null,null,null,null,null,null,null,null,null,null,null,null,null,null,null,null,null,null,207,288.7663891646672,95.993963804074554,288.7663891646672,863.61074424777598,0.35430535338484831,0.33659008571560567,0.35430535338484831,0.37202062105409106,0.38925757649626358,0.35430535338484831,0.33659008571560567,0.35430535338484831,0.37202062105409106,0.40872045532107681,10000,1000000,100000000,250000,250000,3892.5757649626357,389257.57649626356,38925757.649626359,97314.39412406589,102180.1138302692,1411690.9227724343,141169092.27724332,14116909227.724331,35292273.069310829,37056886.722776391,1124045.0481981526,112404504.81981526,11240450481.981527,28101126.204953816,29506182.515201509,6.4933618773847783,649.33618773847786,64933.618773847789,162.33404693461947,170.45074928135045,207,68053.038659784288,6805303.8659784291,680530386.59784341,1701325.9664946073,1786392.2648193382]
[null,null,null,null,null,null,null,null,null,null,null,null,null,null,null,null,null,null,null,null,null,null,null,null,null,null,208,299.30636236917752,98.969776682000855,299.30636236917752,899.88239550618266,0.35253382661792404,0.33490713528702765,0.35253382661792404,0.3701605179488206,0.38731128861378228,0.35253382661792404,0.33490713528702765,0.35253382661792404,0.3701605179488206,0.40667685304447138,10000,1000000,100000000,250000,250000,3873.1128861378229,387311.28861378226,38731128.86137823,96827.822153445566,101669.21326111784,1415564.0356585721,141556403.56585711,14155640356.585709,35389100.891464278,37158555.936037511,1159247.3289950981,115924732.89950982,11592473289.950983,28981183.224877454,30430242.386121325,6.3176582433771484,631.76582433771489,63176.582433771495,157.94145608442872,165.83852888865016,208,68059.356318027669,6805935.6318027666,680593563.18027723,1701483.9079506916,1786558.103348227]
[null,null,null,null,null,null,null,null,null,null,null,null,null,null,null,null,null,null,null,null,null,null,null,null,null,null,209,310.23104459565252,102.03783975914287,310.23104459565252,937.67745611744238,0.35077115748483439,0.33323259961059248,0.35077115748483439,0.36830971535907647,0.38537473217071327,0.35077115748483439,0.33323259961059248,0.35077115748483439,0.36830971535907647,0.40464346877924895,10000,1000000,100000000,250000,250000,3853.7473217071329,385374.73217071325,38537473.217071325,96343.683042678313,101160.86719481224,1419417.7829802793,141941778.29802781,14194177829.80278,35485444.574506953,37259716.80323232,1195552.0572209021,119555205.72209018,11955520572.209019,29888801.430522546,31383241.502048675,6.1467089673718025,614.6708967371801,61467.089673718016,153.66772418429503,161.3511103935098,209,68065.503026995037,6806550.3026995035,680655030.26995099,1701637.5756748759,1786719.4544586204]
[null,null,null,null,null,null,null,null,null,null,null,null,null,null,null,null,null,null,null,null,null,null,null,null,null,null,210,321.5544777233938,105.20101279167629,321.5544777233938,977.05990927437495,0.34901730169741024,0.33156643661253954,0.34901730169741024,0.36646816678228111,0.38344785850985985,0.34901730169741024,0.33156643661253954,0.34901730169741024,0.36646816678228111,0.40262025143535279,10000,1000000,100000000,250000,250000,3834.4785850985986,383447.85850985983,38344785.850985982,95861.964627464957,100655.0628588382,1423252.2615653779,142325226.15653768,14232522615.653767,35581306.53913442,37360371.866091155,1232993.758772918,123299375.87729178,12329937587.729177,30824843.969322946,32366086.16778909,5.9803854013749733,598.03854013749731,59803.854013749718,149.50963503437433,156.98511678609302,210,68071.48341239641,6807148.3412396414,680714834.12396479,1701787.0853099104,1786876.4395754065]
[null,null,null,null,null,null,null,null,null,null,null,null,null,null,null,null,null,null,null,null,null,null,null,null,null,null,211,333.29121616029767,108.46224418821825,333.29121616029767,1018.0964254638988,0.34727221518892321,0.32990860442947684,0.34727221518892321,0.36463582594836969,0.38153061921731052,0.34727221518892321,0.32990860442947684,0.34727221518892321,0.36463582594836969,0.40060715017817605,10000,1000000,100000000,250000,250000,3815.306192173105,381530.61921731051,38153061.921731055,95382.654804327627,100151.78754454401,1427067.5677575511,142706756.77575499,14270675677.575499,35676689.193938747,37460523.653635696,1271608.0408132887,127160804.08132885,12716080408.132887,31790201.020332213,33379711.071348827,5.8185623784740867,581.85623784740869,58185.62378474087,145.46405946185217,152.7372624349448,211,68077.301974774891,6807730.1974774888,680773019.74774957,1701932.5493693722,1787029.1768378415]
[null,null,null,null,null,null,null,null,null,null,null,null,null,null,null,null,null,null,null,null,null,null,null,null,null,null,212,345.45634555014851,111.82457375805301,345.45634555014851,1060.8564753333826,0.3455358541129786,0.32825906140732947,0.3455358541129786,0.36281264681862785,0.37962296612122393,0.3455358541129786,0.32825906140732947,0.3455358541129786,0.36281264681862785,0.39860411442728516,10000,1000000,100000000,250000,250000,3796.2296612122391,379622.96612122393,37962296.612122394,94905.741530305982,99651.028606821288,1430863.7974187634,143086379.74187621,14308637974.18762,35771594.935469054,37560174.68224252,1311431.6256314586,131143162.56314586,13114316256.314587,32785790.640786465,34425080.172825791,5.6611181186433477,566.11181186433475,56611.181186433481,141.52795296608369,148.6043506143879,212,68082.963092893537,6808296.309289353,680829630.928936,1702074.0773223382,1787177.7811884559]
[null,null,null,null,null,null,null,null,null,null,null,null,null,null,null,null,null,null,null,null,null,null,null,null,null,null,213,358.06550216272893,115.29113554455265,358.06550216272893,1105.4124472973847,0.34380817484241372,0.32661776610029281,0.34380817484241372,0.36099858358453468,0.37772485129061778,0.34380817484241372,0.32661776610029281,0.34380817484241372,0.36099858358453468,0.39661109385514876,10000,1000000,100000000,250000,250000,3777.2485129061779,377724.85129061778,37772485.129061781,94431.212822654445,99152.773463787191,1434641.0459316697,143464104.59316683,14346410459.316683,35866026.148291707,37659327.455706306,1352502.3855671717,135250238.55671716,13525023855.671717,33812559.639179289,35503187.621138267,5.5079341370980748,550.7934137098074,55079.341370980743,137.69835342745185,144.5832710988245,213,68088.471027030639,6808847.1027030628,680884710.27030694,1702211.7756757657,1787322.3644595547]
[null,null,null,null,null,null,null,null,null,null,null,null,null,null,null,null,null,null,null,null,null,null,null,null,null,null,214,371.13489299166855,118.86516074643377,371.13489299166855,1151.8397700838748,0.34208913396820162,0.32498467726979136,0.34208913396820162,0.35919359066661199,0.37583622703416464,0.34208913396820162,0.32498467726979136,0.34208913396820162,0.35919359066661199,0.39462803838587296,10000,1000000,100000000,250000,250000,3758.3622703416463,375836.22703416465,37583622.703416467,93959.056758541163,98657.00959646824,1438399.4082020114,143839940.82020098,14383994082.0201,35959985.205050245,37757984.465302773,{"$f":"AU245*$AB245","v":1394859.3790271713},{"$f":"AV245*$AB245","v":139485937.90271714},{"$f":"AW245*$AB245","v":13948593790.271715},34871484.475679286,36615058.699463256,5.3588951551289075,535.88951551289074,53588.951551289079,133.97237887822268,140.67099782213384,214,68093.829922185774,6809382.9922185754,680938299.22185826,1702345.7480546439,1787463.0354573769]
[null,null,null,null,null,null,null,null,null,null,null,null,null,null,null,null,null,null,null,null,null,null,null,null,null,null,215,384.68131658586447,122.54998072957321,384.68131658586447,1200.2170404273975,0.3403786882983606,0.3233597538834424,0.3403786882983606,0.35739762271327891,0.37395704589899387,0.3403786882983606,0.3233597538834424,0.3403786882983606,0.35739762271327891,0.39265489819394356,10000,1000000,100000000,250000,250000,3739.5704589899387,373957.04589899385,37395704.589899383,93489.261474748462,98163.724548485887,1442138.9786610012,144213897.86609998,14421389786.609999,36053474.466524996,37856148.189851262,1438542.8876298552,143854288.7629855,14385428876.29855,35963572.190746374,37761750.800283693,5.2138890133487337,521.38890133487325,52138.890133487323,130.34722533371831,136.86458660040424,215,68099.043811199124,6809904.3811199106,680990438.11199176,1702476.0952799777,1787599.9000439772]
[null,null,null,null,null,null,null,null,null,null,null,null,null,null,null,null,null,null,null,null,null,null,null,null,null,null,216,398.72218464124853,126.34903013218997,398.72218464124853,1250.6261561253482,0.3386767948568688,0.32174295511402518,0.3386767948568688,0.35561063459971248,0.37208726066949888,0.3386767948568688,0.32174295511402518,0.3386767948568688,0.35561063459971248,0.39069162370297383,10000,1000000,100000000,250000,250000,3720.8726066949889,372087.26066949888,37208726.066949889,93021.81516737472,97672.905925743456,1445859.8512676961,144585985.12676948,14458598512.676949,36146496.281692371,37953821.095777005,1483594.4545132031,148359445.45132029,14835944545.13203,37089861.362830073,38944354.430971578,5.0728065872870598,507.28065872870593,50728.065872870597,126.82016468217648,133.16117291628532,216,68104.116617786407,6810411.6617786391,681041166.17786467,1702602.9154446598,1787733.0612168934]
[null,null,null,null,null,null,null,null,null,null,null,null,null,null,null,null,null,null,null,null,null,null,null,null,null,null,217,413.27554438065408,130.26585006628784,413.27554438065408,1303.1524546826129,0.33698341088258443,0.32013424033845506,0.33698341088258443,0.35383258142671392,0.37022682436615134,0.33698341088258443,0.32013424033845506,0.33698341088258443,0.35383258142671392,0.38873816558445895,10000,1000000,100000000,250000,250000,3702.2682436615132,370226.82436615136,37022682.436615132,92556.706091537839,97184.541396114742,1449562.1195113577,144956211.95113564,14495621195.113564,36239052.987783909,38051005.637173116,1530056.9238424199,153005692.384242,15300569238.4242,38251423.0960605,40163994.25086353,4.9355417052683208,493.55417052683214,49355.417052683217,123.38854263170803,129.55796976329344,217,68109.052159491679,6810905.2159491656,681090521.5949173,1702726.3039872914,1787862.6191866568]
[null,null,null,null,null,null,null,null,null,null,null,null,null,null,null,null,null,null,null,null,null,null,null,null,null,null,218,428.36010175054793,134.30409141834275,428.36010175054793,1357.8848577792826,0.33529849382817151,0.31853356913676278,0.33529849382817151,0.35206341851958034,0.36837569024432065,0.33529849382817151,0.31853356913676278,0.33529849382817151,0.35206341851958034,0.38679447475653667,10000,1000000,100000000,250000,250000,3683.7569024432064,368375.69024432066,36837569.024432063,92093.922561080166,96698.618689134164,1453245.876413801,145324587.64137995,14532458764.137995,36331146.910344988,38147704.255862251,1577974.4815548551,157797448.15548551,15779744815.548552,39449362.038871378,41421830.140814945,4.801991068512323,480.19910685123233,48019.910685123235,120.04977671280808,126.05226554844849,218,68113.85415056019,6811385.4150560172,681138541.50560248,1702846.3537640043,1787988.6714522052]
[null,null,null,null,null,null,null,null,null,null,null,null,null,null,null,null,null,null,null,null,null,null,null,null,null,null,219,443.99524546444292,138.46751825231135,443.99524546444292,1414.9160218060124,0.33362200135903064,0.31694090129107899,0.33362200135903064,0.35030310142698246,0.36653381179309896,0.33362200135903064,0.31694090129107899,0.33362200135903064,0.35030310142698246,0.38486050238275399,10000,1000000,100000000,250000,250000,3665.3381179309895,366533.81179309898,36653381.179309897,91633.452948274746,96215.1255956885,1456911.214531732,145691121.45317304,14569112145.317305,36422780.36329326,38243919.38145794,1627392.6973809488,162739269.7380949,16273926973.80949,40684817.434523724,42719058.306249917,4.6720541733966563,467.20541733966564,46720.541733966566,116.80135433491641,122.64142205166225,219,68118.526204733585,6811852.6204733569,681185262.04733646,1702963.1551183392,1788111.3128742569]
[null,null,null,null,null,null,null,null,null,null,null,null,null,null,null,null,null,null,null,null,null,null,null,null,null,null,220,460.20107192389509,142.760011318133,460.20107192389509,1474.342494721865,0.33195389135223546,0.31535619678462362,0.33195389135223546,0.34855158591984753,0.36470114273413345,0.33195389135223546,0.31535619678462362,0.33195389135223546,0.34855158591984753,0.38293619987084021,10000,1000000,100000000,250000,250000,3647.0114273413346,364701.14273413346,36470114.273413345,91175.285683533366,95734.04996771006,1460558.2259590733,146055822.59590718,14605582259.590717,36513955.648976795,38339653.431425653,1678358.5681811769,167835856.81811768,16783585681.811768,41958964.20452942,44056912.414755903,4.5456332358226472,454.56332358226473,45456.332358226471,113.64083089556618,119.32287244034453,220,68123.071837969415,6812307.1837969394,681230718.3796947,1703076.7959492349,1788230.6357466972]
[null,null,null,null,null,null,null,null,null,null,null,null,null,null,null,null,null,null,null,null,null,null,null,null,null,null,221,476.99841104911724,147.1855716689951,476.99841104911724,1536.2648795001835,0.3302941218954743,0.31377941580070051,0.3302941218954743,0.34680882799024831,0.36287763702046283,0.3302941218954743,0.31377941580070051,0.3302941218954743,0.34680882799024831,0.38102151887148594,10000,1000000,100000000,250000,250000,3628.7763702046282,362877.63702046283,36287763.702046283,90719.409255115708,95255.379717871489,1464187.0023292778,146418700.23292765,14641870023.292763,36604675.058231913,38434908.811143525,1730920.5626401908,173092056.2640191,17309205626.401909,43273014.066004775,45436664.769305013,4.4226331176278517,442.26331176278518,44226.331176278516,110.56582794069629,116.09411933773112,221,68127.494471087048,6812749.4471087018,681274944.71087098,1703187.3617771755,1788346.7298660348]
[null,null,null,null,null,null,null,null,null,null,null,null,null,null,null,null,null,null,null,null,null,null,null,null,null,null,222,494.40885305241,151.74832439073393,494.40885305241,1600.7880044391914,0.32864265128599696,0.31221051872169703,0.32864265128599696,0.34507478385029705,0.36106324883536056,0.32864265128599696,0.31221051872169703,0.32864265128599696,0.34507478385029705,0.37911641127712858,10000,1000000,100000000,250000,250000,3610.6324883536058,361063.24883536057,36106324.883536056,90265.812208840143,94779.10281928214,1467797.6348176314,146779763.48176301,14677976348.176298,36694940.870440751,38529687.913962804,1785128.6673606753,178512866.73606753,17851286673.60675,44628216.684016883,46859627.51821772,4.3029612549897758,430.29612549897757,43029.612549897749,107.57403137474439,112.95273294348159,222,68131.797432342035,6813179.7432342004,681317974.32342088,1703294.9358085501,1788459.6825989783]
[null,null,null,null,null,null,null,null,null,null,null,null,null,null,null,null,null,null,null,null,null,null,null,null,null,null,223,512.45477618882296,156.45252244684667,512.45477618882296,1668.0211006256375,0.32699943802956699,0.31064946612808852,0.32699943802956699,0.34334940993104557,0.35925793259118377,0.32699943802956699,0.31064946612808852,0.32699943802956699,0.34334940993104557,0.37722082922074296,10000,1000000,100000000,250000,250000,3592.5793259118377,359257.93259118375,35925793.259118378,89814.483147795938,94305.207305185744,1471390.2141435433,147139021.41435418,14713902141.435417,36784755.353588544,38623993.121267989,1841034.4344007433,184103443.44007432,18410344344.007435,46025860.860018581,48327153.90301951,4.1865275887669036,418.65275887669031,41865.275887669035,104.66318971917258,109.8963492051312,223,68135.983959930803,6813598.3959930772,681359839.59930861,1703399.5989982693,1788569.5789481835]
[null,null,null,null,null,null,null,null,null,null,null,null,null,null,null,null,null,null,null,null,null,null,null,null,null,null,224,531.15937551971501,161.30255064269892,531.15937551971501,1738.0779868519144,0.32536444083941918,0.30909621879744809,0.32536444083941918,0.34163266288139033,0.35746164292822791,0.32536444083941918,0.30909621879744809,0.32536444083941918,0.34163266288139033,0.37533472507463927,10000,1000000,100000000,250000,250000,3574.6164292822791,357461.6429282279,35746164.292822793,89365.410732056975,93833.681268659813,1474964.8305728256,147496483.05728242,14749648305.728239,36874120.764320605,38717826.802536651,1898691.0303000889,189869103.03000888,18986910303.000889,47467275.757502221,49840639.545377329,4.0732444967246337,407.3244496724634,40732.444967246338,101.83111241811585,106.92266803902163,224,68140.057204427532,6814005.7204427496,681400572.04427588,1703501.4301106874,1788676.5016162226]
[null,null,null,null,null,null,null,null,null,null,null,null,null,null,null,null,null,null,null,null,null,null,null,null,null,null,225,550.54669272618457,166.30292971262256,550.54669272618457,1811.0772622996949,0.3237376186352221,0.30755073770346086,0.3237376186352221,0.3399244995669834,0.35567433471358673,0.3237376186352221,0.30755073770346086,0.3237376186352221,0.3399244995669834,0.37345805144926614,10000,1000000,100000000,250000,250000,3556.7433471358672,355674.33471358672,35567433.471358672,88918.583678396681,93364.512862316536,1478521.5739199615,147852157.391996,14785215739.199598,36963039.347998999,38811191.315398969,1958153.2866415116,195815328.66415116,19581532866.415115,48953832.16603779,51401523.774339691,3.9630267275951012,396.30267275951013,39630.26727595101,99.075668189877533,104.02945159937144,225,68144.020231155126,6814402.0231155092,681440202.31155181,1703600.5057788773,1788780.5310678219]
[null,null,null,null,null,null,null,null,null,null,null,null,null,null,null,null,null,null,null,null,null,null,null,null,null,null,226,570.64164701069035,171.45832053371385,570.64164701069035,1887.142507316282,0.32211893054204599,0.30601298401494353,0.32211893054204599,0.3382248770691485,0.35389596304001886,0.32211893054204599,0.30601298401494353,0.32211893054204599,0.3382248770691485,0.37159076119201973,10000,1000000,100000000,250000,250000,3538.9596304001884,353895.96304001886,35389596.304001883,88473.990760004715,92897.690298004934,1482060.5335503616,148206053.35503602,14820605335.503601,37051513.338759005,38904089.005696975,2019477.7521959075,201947775.21959075,20194777521.959076,50486943.804897688,53011290.995142564,3.8557913369212842,385.57913369212844,38557.913369212845,96.394783423032109,101.21452259418369,226,68147.876022492041,6814787.6022492014,681478760.22492099,1703696.9005623003,1788881.745590416]
[null,null,null,null,null,null,null,null,null,null,null,null,null,null,null,null,null,null,null,null,null,null,null,null,null,null,227,591.47006712658049,176.77352847025895,591.47006712658049,1966.4024926235659,0.32050833588933575,0.3044829190948688,0.32050833588933575,0.33653375268380276,0.35212648322481876,0.32050833588933575,0.3044829190948688,0.32050833588933575,0.33653375268380276,0.36973280738605968,10000,1000000,100000000,250000,250000,3521.2648322481878,352126.48322481877,35212648.322481878,88031.620806204694,92433.201846514916,1485581.7983826098,148558179.83826083,14855817983.826082,37139544.959565207,38996522.207543492,2082722.7467003027,208272274.67003027,20827227467.003029,52068068.667507567,54671472.10088294,3.7514576246370903,375.14576246370905,37514.576246370911,93.786440615927262,98.475762646723609,227,68151.627480116673,6815162.7480116654,681516274.80116737,1703790.6870029164,1788980.2213530627]
[null,null,null,null,null,null,null,null,null,null,null,null,null,null,null,null,null,null,null,null,null,null,null,null,null,null,228,613.05872457670068,182.25350785283698,613.05872457670068,2048.9913973137559,0.31890579420988907,0.30296050449939443,0.31890579420988907,0.33485108392038376,0.35036585080869465,0.31890579420988907,0.30296050449939443,0.31890579420988907,0.33485108392038376,0.36788414334912939,10000,1000000,100000000,250000,250000,3503.6585080869463,350365.85080869467,35036585.080869466,87591.462702173667,91971.035837282354,1489085.4568906969,148908545.68906951,14890854568.906952,37227136.422267377,39088493.243380778,2147948.4163200893,214794841.63200894,21479484163.200893,53698710.408002235,56383645.928402349,3.649947074336473,364.99470743364731,36499.470743364727,91.248676858411827,95.811110701332424,228,68155.277427191002,6815527.7427190989,681552774.27191079,1703881.9356797747,1789076.0324637641]
[null,null,null,null,null,null,null,null,null,null,null,null,null,null,null,null,null,null,null,null,null,null,null,null,null,null,229,635.43536802375024,187.90336659627491,635.43536802375024,2135.0490360009339,0.31731126523883962,0.30144570197689746,0.31731126523883962,0.33317682850078184,0.34861402155465115,0.31731126523883962,0.30144570197689746,0.31731126523883962,0.33317682850078184,0.36604472263238375,10000,1000000,100000000,250000,250000,3486.1402155465116,348614.02155465115,34861402.155465119,87153.505388662787,91511.180658095938,1492571.5971062435,149257159.71062416,14925715971.062416,37314289.92765604,39180004.424038872,2215216.7908481937,221521679.08481935,22152167908.481937,55380419.771204837,58149440.759765089,3.5511832941858548,355.1183294185854,35511.832941858549,88.779582354646351,93.218561472378695,229,68158.828610485187,6815882.8610485177,681588286.10485268,1703970.7152621294,1789169.2510252364]
[null,null,null,null,null,null,null,null,null,null,null,null,null,null,null,null,null,null,null,null,null,null,null,null,null,null,230,658.62875895661716,193.72837096075941,658.62875895661716,2224.7210955129731,0.31572470891264542,0.29993847346701297,0.31572470891264542,0.33151094435827794,0.34687095144687791,0.31572470891264542,0.29993847346701297,0.31572470891264542,0.33151094435827794,0.36421449901922182,10000,1000000,100000000,250000,250000,{"$f":"$AJ261*AP261","v":3468.7095144687792},346870.95144687791,34687095.144687794,86717.737861719477,91053.624754805453,1496040.3066207122,149604030.66207105,14960403066.207104,37401007.665517762,39271058.048793681,2284591.8426955822,228459184.26955819,22845918426.955822,57114796.067389548,59970535.870759033,3.4550919594353959,345.50919594353957,34550.91959435396,86.377298985884892,90.696163935179143,230,68162.28370244462,6816228.3702444611,681622837.02444708,1704057.0925611153,1789259.9471891716]
[null,null,null,null,null,null,null,null,null,null,null,null,null,null,null,null,null,null,null,null,null,null,null,null,null,null,231,682.66870865853366,199.73395046054293,682.66870865853366,2318.1593815245178,0.3141460853680822,0.29843878109967792,0.3141460853680822,0.32985338963648653,0.34513659668964353,0.3141460853680822,0.29843878109967792,0.3141460853680822,0.32985338963648653,0.36239342652412571,10000,1000000,100000000,250000,250000,3451.3659668964351,345136.59668964351,34513659.668964356,86284.149172410878,90598.35663103142,1499491.6725876087,149949167.25876069,14994916725.876068,37487291.814690173,39361656.405424714,2356139.5477292007,235613954.77292007,23561395477.292011,58903488.693230018,61848663.127891518,3.3616007564858612,336.16007564858609,33616.007564858613,84.040018912146522,88.242019857753846,231,68165.645303201105,6816564.5303201098,681656453.03201199,1704141.1325800274,1789348.1892090293]
[null,null,null,null,null,null,null,null,null,null,null,null,null,null,null,null,null,null,null,null,null,null,null,null,null,null,232,707.58611652457012,205.92570292481975,707.58611652457012,2415.5220755485475,0.31257535494124178,0.29694658719417955,0.31257535494124178,0.32820412268830407,0.34341091370619531,0.31257535494124178,0.29694658719417955,0.31257535494124178,0.32820412268830407,0.36058145939150504,10000,1000000,100000000,250000,250000,3434.1091370619529,343410.91370619531,34341091.370619528,85852.728426548827,90145.364847876263,1502925.7817246707,150292578.17246687,15029257817.246687,37573144.543116719,39451801.77027259,2429927.9480152098,242992794.801521,24299279480.1521,60748198.700380251,63785608.63539926,3.2706393284689694,327.06393284689699,32706.393284689697,81.765983211724247,85.85428237231045,232,68168.91594252958,6816891.594252957,681689159.42529666,1704222.8985632393,1789434.0434914017]
[null,null,null,null,null,null,null,null,null,null,null,null,null,null,null,null,null,null,null,null,null,null,null,null,null,null,233,733.41300977771687,212.30939971548915,733.41300977771687,2516.9740027215867,0.31101247816653554,0.29546185425820864,0.31101247816653554,0.32656310207486255,0.34169385913766426,0.31101247816653554,0.29546185425820864,0.31101247816653554,0.32656310207486255,0.35877855209454745,10000,1000000,100000000,250000,250000,3416.9385913766428,341693.85913766426,34169385.913766429,85423.464784416065,89694.638023636857,1506342.7203160473,150634272.03160453,15063427203.160454,37658568.007901132,39541496.408296227,2506027.2165271756,250602721.65271756,25060272165.271759,62650680.41317939,65783214.433838353,3.1821392223002789,318.21392223002789,31821.392223002793,79.553480557506973,83.531154585382311,233,68172.098081751887,6817209.8081751866,681720980.81751966,1704302.4520437967,1789517.574645987]
[null,null,null,null,null,null,null,null,null,null,null,null,null,null,null,null,null,null,null,null,null,null,null,null,null,null,234,760.18258463460347,218.8909911066693,760.18258463460347,2622.6869108358933,0.30945741577570285,0.29398454498691762,0.30945741577570285,0.32493028656448825,0.3399853898419759,0.30945741577570285,0.29398454498691762,0.30945741577570285,0.32493028656448825,0.35698465933407469,10000,1000000,100000000,250000,250000,3399.8538984197589,339985.38984197588,33998538.984197587,84996.347460493969,89246.164833518676,1509742.5742144671,150974257.4214465,15097425742.144651,37743564.355361626,39630742.573129743,2584509.723880765,258450972.38807648,25845097238.807648,64612743.097019121,67843380.251870081,3.09603383716478,309.60338371647799,30960.338371647798,77.400845929119498,81.270888225575476,234,68175.194115589053,6817519.4115589028,681751941.1558913,1704379.8528897257,1789598.8455342127]
[null,null,null,null,null,null,null,null,null,null,null,null,null,null,null,null,null,null,null,null,null,null,null,null,null,null,235,787.92924897376645,225.67661183097604,787.92924897376645,2732.839761091001,0.30791012869682433,0.29251462226198305,0.30791012869682433,0.32330563513166583,0.33828546289276601,0.30791012869682433,0.29251462226198305,0.30791012869682433,0.32330563513166583,0.35519973603740435,10000,1000000,100000000,250000,250000,3382.8546289276601,338285.46289276599,33828546.2892766,84571.365723191499,88799.934009351084,1513125.4288433949,151312542.88433927,15131254288.433928,37828135.721084818,39719542.507139094,2665450.1071584006,266545010.71584004,26654501071.584003,66636252.67896001,69968065.312908024,3.0122583743964033,301.22583743964032,30122.583743964027,75.306459359910079,79.071782327905595,235,68178.206373963447,6817820.6373963421,681782063.73963523,1704455.1593490855,1789677.9173165406]
[null,null,null,null,null,null,null,null,null,null,null,null,null,null,null,null,null,null,null,null,null,null,null,null,null,null,236,816.68866656130888,232.67258679773627,816.68866656130888,2847.6190310568231,0.30637057805334023,0.29105204915067312,0.30637057805334023,0.3216891069560075,0.33659403557830214,0.30637057805334023,0.29105204915067312,0.30637057805334023,0.3216891069560075,0.35342373735721738,10000,1000000,100000000,250000,250000,3365.9403557830215,336594.03557830217,33659403.557830215,84148.508894575541,88355.934339304353,1516491.3691991779,151649136.91991758,15164913691.991758,37912284.229979396,39807898.441478401,2748925.3408893333,274892534.08893335,27489253408.893333,68723133.522233337,72159290.198345035,2.9307497887137375,293.07497887137379,29307.497887137375,73.268744717843447,76.93218195373565,236,68181.137123752167,6818113.7123752134,681811371.23752236,1704528.4280938033,1789754.8494984943]
[null,null,null,null,null,null,null,null,null,null,null,null,null,null,null,null,null,null,null,null,null,null,null,null,null,null,237,846.49780289079661,239.88543698846607,846.49780289079661,2967.2190303612097,0.30483872516307353,0.28959678890491974,0.30483872516307353,0.32008066142122749,0.33491106540041077,0.30483872516307353,0.28959678890491974,0.30483872516307353,0.32008066142122749,0.3516566186704313,10000,1000000,100000000,250000,250000,3349.1106540041078,334911.06540041079,33491106.540041078,83727.766350102698,87914.154667607829,1519840.4798531821,151984047.98531801,15198404798.531799,37996011.996329501,39895812.59614601,2835014.8102526362,283501481.02526361,28350148102.52636,70875370.256315902,74419138.769131705,2.8514467407752648,285.14467407752647,28514.467407752647,71.286168519381619,74.850476945350707,237,68183.988570492947,6818398.857049291,681839885.70493007,1704599.7142623228,1789829.6999754396]
[null,null,null,null,null,null,null,null,null,null,null,null,null,null,null,null,null,null,null,null,null,null,null,null,null,null,238,877.39497269631067,247.32188553510849,877.39497269631067,3091.8422296363806,0.30331453153725818,0.28814880496039513,0.30331453153725818,0.31848025811412134,0.33323651007340876,0.30331453153725818,0.28814880496039513,0.30331453153725818,0.31848025811412134,0.34989833557707911,10000,1000000,100000000,250000,250000,3332.3651007340877,333236.51007340878,33323651.007340878,83309.127518352194,87474.583894269774,1523172.8449539163,152317284.49539143,15231728449.539141,38079321.123847857,39983287.180040278,2923800.3865727233,292380038.65727234,29238003865.727234,73095009.664318085,76749760.147533968,2.7742895510183909,277.42895510183911,27742.895510183909,69.357238775459777,72.825100714232747,238,68186.762860043964,6818676.2860043924,681867628.60044026,1704669.0715010981,1789902.5250761539]
[null,null,null,null,null,null,null,null,null,null,null,null,null,null,null,null,null,null,null,null,null,null,null,null,null,null,239,909.41988919972596,254.98886398669683,909.41988919972596,3221.6996032811085,0.30179795887957189,0.28670806093559315,0.30179795887957189,0.31688785682355075,0.33157032752304166,0.30179795887957189,0.28670806093559315,0.30179795887957189,0.31688785682355075,0.34814884389919376,10000,1000000,100000000,250000,250000,3315.7032752304167,331570.32752304169,33157032.752304167,82892.581880760423,87037.210974798436,1526488.5482291467,152648854.82291448,15264885482.291445,38162213.70572862,40070324.391015075,3015366.5051792138,301536650.51792145,30153665051.792141,75384162.629480362,79153370.760954365,2.6992201547475547,269.92201547475554,26992.20154747555,67.480503868688885,70.854529062123319,239,68189.462080198718,6818946.2080198675,681894620.80198777,1704736.5520049669,1789973.379605216]
[null,null,null,null,null,null,null,null,null,null,null,null,null,null,null,null,null,null,null,null,null,null,null,null,null,null,240,942.61371515551593,262.8935187702844,942.61371515551593,3357.010986618915,0.30028896908517405,0.28527452063091518,0.30028896908517405,0.31530341753943297,0.32991247588542644,0.30028896908517405,0.28527452063091518,0.30028896908517405,0.31530341753943297,0.34640809967969782,10000,1000000,100000000,250000,250000,3299.1247588542642,329912.47588542645,32991247.588542644,82478.118971356613,86602.024919924457,1529787.672988001,152978767.2987999,15297876729.879988,38244691.824699976,40156926.415935002,3109800.2457051636,310980024.57051641,31098002457.05164,77745006.142629102,81632256.449760571,2.6261820584376059,262.61820584376062,26261.820584376059,65.654551460940155,68.937279033987167,240,68192.088262257152,6819208.826225711,681920882.62257218,1704802.2065564278,1790042.3168842499]
[null,null,null,null,null,null,null,null,null,null,null,null,null,null,null,null,null,null,null,null,null,null,null,null,null,null,241,977.01911575869224,271.0432178521632,977.01911575869224,3498.0054480569097,0.29878752423974819,0.28384814802776059,0.29878752423974819,0.31372690045173579,0.32826291350599934,0.29878752423974819,0.28384814802776059,0.29878752423974819,0.31372690045173579,0.34467605918129929,10000,1000000,100000000,250000,250000,3282.6291350599936,328262.91350599937,32826291.350599933,82065.728376499843,86169.014795324823,1533070.3021230609,153307030.2123059,15330703021.230587,38326757.553076476,40243095.430730328,3207191.4149000356,320719141.49000359,32071914149.000355,80179785.372500896,84188774.641125932,2.5551202972195521,255.51202972195526,25551.202972195522,63.878007430488815,67.071907802013243,241,68194.643382554365,6819464.3382554334,681946433.82554436,1704866.0845638583,1790109.3887920519]
[null,null,null,null,null,null,null,null,null,null,null,null,null,null,null,null,null,null,null,null,null,null,null,null,null,null,242,1012.6803134838844,279.44555760558023,1012.6803134838844,3644.9216768752999,0.29729358661854943,0.28242890728762177,0.29729358661854943,0.3121582659494771,0.32662159893846932,0.29729358661854943,0.28242890728762177,0.29729358661854943,0.3121582659494771,0.34295267888539283,10000,1000000,100000000,250000,250000,3266.2159893846933,326621.59893846931,32662159.893846933,81655.399734617327,85738.169721348211,1536336.5181124457,153633651.81124437,15363365181.124434,38408412.952811092,40328833.600451678,3307632.6320361672,330763263.20361668,33076326320.361671,82690815.80090417,86825356.590949401,2.4859813935167221,248.59813935167219,24859.813935167222,62.149534837918047,65.257011579813962,242,68197.129363947883,6819712.9363947846,681971293.63947952,1704928.2340986961,1790174.6458036317]
[null,null,null,null,null,null,null,null,null,null,null,null,null,null,null,null,null,null,null,null,null,null,null,null,null,null,243,1049.6431449260463,288.10836989135322,1049.6431449260463,3798.0083873040626,0.29580711868545667,0.28101676275118365,0.29580711868545667,0.3105974746197297,0.32498849094377696,0.29580711868545667,0.28101676275118365,0.29580711868545667,0.3105974746197297,0.34123791549096583,10000,1000000,100000000,250000,250000,3249.8849094377697,324988.49094377697,32498849.094377697,81247.122735944242,85309.478872741456,1539586.4030218835,153958640.30218816,15395864030.218811,38489660.07554704,40414143.079324417,3411219.4169899598,341121941.69899595,34112194169.899597,85280485.424748987,89544509.695986435,2.4187133168001718,241.87133168001716,24187.133168001717,60.467832920004291,63.491224566004504,243,68199.548077264684,6819954.8077264642,681995480.7726475,1704988.7019316161,1790238.1370281978]
[null,null,null,null,null,null,null,null,null,null,null,null,null,null,null,null,null,null,null,null,null,null,null,null,null,null,244,1087.9551197158469,297.03972935798515,1087.9551197158469,3957.5247395708334,0.2943280830920294,0.27961167893742772,0.2943280830920294,0.30904448724663103,0.32336354848905813,0.2943280830920294,0.27961167893742772,0.2943280830920294,0.30904448724663103,0.33953172591351105,10000,1000000,100000000,250000,250000,3233.6354848905812,323363.5484890581,32336354.848905813,80840.887122264525,84882.931478377766,1542820.038506774,154282003.85067722,15428200385.067717,38570500.962669306,40499026.010802798,3518050.2810815428,351805028.10815424,35180502810.81543,87951257.027038559,92348819.878390506,2.3532654444330765,235.3265444433076,23532.654444330765,58.831636110826899,61.77321791636826,244,68201.901342709112,6820190.1342709074,682019013.42709184,1705047.5335677268,1790299.910246114]
[null,null,null,null,null,null,null,null,null,null,null,null,null,null,null,null,null,null,null,null,null,null,null,null,null,null,245,1127.6654815854752,306.24796096808268,1127.6654815854752,4123.7407786328085,0.29285644267656924,0.27821362054274057,0.29285644267656924,0.30749926481039785,0.32174673074661281,0.29285644267656924,0.27821362054274057,0.29285644267656924,0.30749926481039785,0.33783406728394344,10000,1000000,100000000,250000,250000,3217.4673074661282,321746.73074661283,32174673.074661281,80436.682686653206,84458.516820985853,1546037.5058142401,154603750.58142385,15460375058.142378,38650937.645355962,40583484.527623788,3628226.8207593136,362822682.07593137,36282268207.593132,90705670.518982843,95240954.044931963,2.2895885235746305,228.95885235746303,22895.8852357463,57.239713089365758,60.101698743834035,245,68204.19093123269,6820419.0931232646,682041909.31232762,1705104.7732808162,1790360.0119448579]
[null,null,null,null,null,null,null,null,null,null,null,null,null,null,null,null,null,null,null,null,null,null,null,null,null,null,246,1168.8252716633449,315.74164775809322,1168.8252716633449,4296.9378913353867,0.29139216046318639,0.27682255244002685,0.29139216046318639,0.30596176848634588,0.32013799709287977,0.29139216046318639,0.27682255244002685,0.29139216046318639,0.30596176848634588,0.3361448969475237,10000,1000000,100000000,250000,250000,3201.3799709287978,320137.99709287978,32013799.709287975,80034.499273219946,84036.224236880924,1549238.885785169,154923888.57851672,15492388857.851665,38730972.14462918,40667520.751860671,3741853.8142184434,374185381.4218443,37418538142.184425,93546345.355461076,98223662.623234108,2.2276346341147915,222.76346341147914,22276.34634114791,55.690865852869784,58.475409145513254,246,68206.418565866799,6820641.8565866761,682064185.65866876,1705160.464146669,1790418.4873540034]
[null,null,null,null,null,null,null,null,null,null,null,null,null,null,null,null,null,null,null,null,null,null,null,null,null,null,247,1211.4873940790569,325.52963883859411,1211.4873940790569,4477.409282771473,0.28993519966087045,0.27543843967782672,0.28993519966087045,0.30443195964391412,0.31853730710741529,0.28993519966087045,0.27543843967782672,0.28993519966087045,0.30443195964391412,0.33446417246278609,10000,1000000,100000000,250000,250000,3185.3730710741529,318537.30710741528,31853730.710741527,79634.326776853821,83616.043115696521,1552424.2588562432,155242425.88562414,15524242588.562407,38810606.471406035,40751136.794976369,3859039.3210452278,385903932.10452282,38590393210.452278,96475983.026130706,101299782.17743725,2.1673571526119626,216.73571526119628,21673.571526119624,54.183928815299069,56.893125256064025,247,68208.585923019418,6820858.5923019378,682085859.23019493,1705214.6480754844,1790475.3804792594]
[null,null,null,null,null,null,null,null,null,null,null,null,null,null,null,null,null,null,null,null,null,null,null,null,null,null,248,1255.7066839629424,335.62105764259047,1255.7066839629424,4665.4604726478747,0.28848552366256608,0.27406124747943761,0.28848552366256608,0.30290979984569455,0.31694462057187822,0.28848552366256608,0.27406124747943761,0.28848552366256608,0.30290979984569455,0.33279185160047209,10000,1000000,100000000,250000,250000,3169.446205718782,316944.62057187821,31694462.057187822,79236.155142969554,83197.962900118029,1555593.7050619619,155559370.50619602,15555937050.619595,38889842.626549006,40834334.757876486,3979894.7849820615,397989478.4982062,39798947849.820618,99497369.62455155,104472238.10577911,2.1087107172064981,210.87107172064984,21087.107172064982,52.717767930162459,55.353656326670574,248,68210.694633736624,6821069.4633736582,682106946.33736694,1705267.3658434146,1790530.7341355861]
[null,null,null,null,null,null,null,null,null,null,null,null,null,null,null,null,null,null,null,null,null,null,null,null,null,null,249,1301.5399779275897,346.02531042951074,1301.5399779275897,4861.409812499086,0.28704309604425327,0.27269094124204041,0.28704309604425327,0.30139525084646607,0.31535989746901882,0.28704309604425327,0.27269094124204041,0.28704309604425327,0.30139525084646607,0.33112789234246981,10000,1000000,100000000,250000,250000,3153.5989746901882,315359.89746901882,31535989.746901881,78839.974367254705,82781.973085617457,1558747.304036652,155874730.40366504,15587473040.366497,38968682.600916259,40917116.730962105,4104535.1399107371,410453513.99107373,41045351399.107368,102613378.49776843,107744047.42265686,2.0516511934835964,205.16511934835967,20516.511934835962,51.291279837089917,53.855843828944415,249,68212.746284930108,6821274.6284930063,682127462.84930182,1705318.6571232516,1790584.5899794151]
[null,null,null,null,null,null,null,null,null,null,null,null,null,null,null,null,null,null,null,null,null,null,null,null,null,null,250,1349.0461871219468,356.75209505282555,1349.0461871219468,5065.5890246240479,0.28560788056403202,0.27132748653583022,0.28560788056403202,0.29988827459223372,0.31378309798167381,0.28560788056403202,0.27132748653583022,0.28560788056403202,0.29988827459223372,0.32947225288075743,10000,1000000,100000000,250000,250000,3137.8309798167379,313783.09798167378,31378309.798167381,78445.774495418445,82368.06322018936,1561885.1350164688,156188513.5016467,15618851350.164665,39047128.375411674,40999484.794182293,4233078.9191548927,423307891.91548926,42330789191.548927,105826972.97887231,111118321.62781592,1.996135641259924,199.61356412599241,19961.356412599242,49.903391031498103,52.398560583072999,250,68214.742420571361,6821474.2420571325,682147424.20571446,1705368.5605142831,1790636.9885399982]
[null,null,null,null,null,null,null,null,null,null,null,null,null,null,null,null,null,null,null,null,null,null,null,null,null,null,251,1398.2863729518979,367.81140999946314,1398.2863729518979,5278.3437636582585,0.28417984116121187,0.26997084910315106,0.28417984116121187,0.29838883321927256,0.31221418249176541,0.28417984116121187,0.26997084910315106,0.28417984116121187,0.29838883321927256,0.3278248916163537,10000,1000000,100000000,250000,250000,3122.141824917654,312214.18249176542,31221418.249176539,78053.545622941354,81956.222904088427,1565007.2768413865,156500727.68413848,15650072768.413841,39125181.921034619,41081441.017086379,4365648.3682055259,436564836.82055259,43656483682.05526,109141209.20513815,114598269.66539507,1.9421222822689446,194.21222822689447,19421.222822689448,48.553057056723617,50.980709909559799,251,68216.684542853633,6821668.454285359,682166845.42853713,1705417.1135713398,1790687.9692499076]
[null,null,null,null,null,null,null,null,null,null,null,null,null,null,null,null,null,null,null,null,null,null,null,null,null,null,252,1449.3238255646422,379.21356370944648,1449.3238255646422,5500.0342017319053,0.2827589419554058,0.2686209948576353,0.2827589419554058,0.29689688905317618,0.31065311157930653,0.2827589419554058,0.2686209948576353,0.2827589419554058,0.29689688905317618,0.32618576715827191,10000,1000000,100000000,250000,250000,3106.5311157930655,310653.11157930654,31065311.157930654,77663.277894826635,81546.44178956798,1568113.8079571796,156811380.79571778,15681138079.571772,39202845.198929444,41162987.458875947,4502369.5609768024,450236956.09768021,45023695609.768021,112559239.02442005,118187200.97564107,1.8895704687206629,188.95704687206629,18895.704687206628,47.239261718016571,49.601224803917404,252,68218.574113322349,6821857.411332231,682185741.13322437,1705464.3528330578,1790737.5704747115]
[null,null,null,null,null,null,null,null,null,null,null,null,null,null,null,null,null,null,null,null,null,null,null,null,null,null,253,1502.2241451977516,390.96918418443926,1502.2241451977516,5731.0356382046457,0.28134514724562876,0.26727788988334711,0.28134514724562876,0.29541240460791029,0.30909984602141005,0.28134514724562876,0.26727788988334711,0.28134514724562876,0.29541240460791029,0.32455483832248055,10000,1000000,100000000,250000,250000,3090.9984602141003,309099.84602141008,30909984.602141004,77274.961505352519,81138.70958062014,1571204.8064173937,157120480.64173919,15712048064.173912,39280120.160434797,41244126.168456569,4643372.5197026934,464337251.97026938,46433725197.026932,116084312.99256735,121888528.6421957,1.8384406527120956,183.84406527120959,18384.406527120955,45.961016317802397,48.259067133692511,253,68220.412553975068,6822041.2553975023,682204125.53975153,1705510.3138493756,1790785.8295418452]
[null,null,null,null,null,null,null,null,null,null,null,null,null,null,null,null,null,null,null,null,null,null,null,null,null,null,254,1557.0553264974694,403.08922889415686,1557.0553264974694,5971.7391350092412,0.27993842150940063,0.26594150043393039,0.27993842150940063,0.29393534258487075,0.30755434679130306,0.27993842150940063,0.26594150043393039,0.27993842150940063,0.29393534258487075,0.32293206413086817,10000,1000000,100000000,250000,250000,3075.5434679130308,307554.34679130308,30755434.679130305,76888.586697825769,80733.016032717045,1574280.3498853068,157428034.98853049,15742803498.853043,39357008.747132622,41324859.184489287,4788791.3385884836,478879133.85884833,47887913385.884827,119719783.46471208,125705772.63794768,1.7886943564654787,178.86943564654786,17886.943564654783,44.717358911636964,46.953226857218809,254,68222.201248331534,6822220.1248331489,682222012.48331618,1705555.0312082872,1790832.7827687024]
[null,null,null,null,null,null,null,null,null,null,null,null,null,null,null,null,null,null,null,null,null,null,null,null,null,null,255,1613.887845914627,415.58499498987567,1613.887845914627,6222.5521786796298,0.27853872940185365,0.26461179293176074,0.27853872940185365,0.29246566587194639,0.30601657505734653,0.27853872940185365,0.26461179293176074,0.27853872940185365,0.29246566587194639,0.3213174038102139,10000,1000000,100000000,250000,250000,3060.1657505734652,306016.57505734655,30601657.505734652,76504.143764336637,80329.350952553476,1577340.5156358802,157734051.56358784,15773405156.358778,39433512.890896961,41405188.535441838,4938764.3113347273,493876431.1334728,49387643113.347275,123469107.7833682,129642563.17253661,1.7402941433717785,174.02941433717788,17402.941433717784,43.507353584294471,45.682721263509194,{"$f":"AA286","v":255},68223.941542474902,6822394.154247486,682239415.42474985,1705598.5385618715,1790878.4654899659]
[null,null,null,null,null,null,null,null,null,null,null,null,null,null,null,null,null,null,null,null,null,null,null,null,null,null,256,1672.7947522905108,428.46812983456175,1672.7947522905108,6483.8993701841746,0.27714603575484437,0.26328873396710195,0.27714603575484437,0.29100333754258667,0.30448649218205975,0.27714603575484437,0.26328873396710195,0.27714603575484437,0.29100333754258667,0.31971081679116276,10000,1000000,100000000,250000,250000,3044.8649218205974,304486.49218205974,30448649.218205974,76121.623045514934,79927.704197790692,1580385.3805577008,158038538.05576989,15803853805.576984,39509634.513942473,41485116.239639632,5093434.0626549516,509343406.26549518,50934340626.549515,{"$f":"AX287*$AB287","v":127335851.5663738},{"$f":"AY287*$AB287","v":133702644.1446925},{"$f":"BE287/(1+$C$11)^BO287","v":1.6932035898177589},{"$f":"BF287/(1+$C$11)^BO287","v":169.32035898177588},{"$f":"BG287/(1+$C$11)^BO287","v":16932.03589817759},42.330089745443971,{"$f":"BI287/(1+$F$11)^BO287","v":44.446594232716173},256,68225.634746064723,6822563.4746064674,682256347.46064806,1705640.8686516169,1790922.9120841986]
[null,null,null,null,null,null,null,null,null,null,null,null,null,null,null,null,null,null,null,null,null,null,null,null,null,null,257,{"$f":"IF($C$9=1,AC288,IF($C$9=2,AD288,AE288))","v":1733.8517607491144},{"$f":"AC287*(1+($C$20-$C$21))","v":441.75064185943313},{"$f":"AD287*(1+$C$20)","v":1733.8517607491144},{"$f":"AE287*(1+($C$20+$C$21))","v":6756.2231437319106},{"$f":"IF($C$9=1,AG288,IF($C$9=2,AH288,AI288))","v":0.27576030557607012},{"$f":"AG287*(1-$C$18)","v":0.26197229029726643},{"$f":"AH287*(1-$C$18)","v":0.27576030557607012},{"$f":"AI287*(1-$C$18)","v":0.28954832085487375},{"$f":"AF288*$C$16*$C$15*365/1000","v":0.30296405972114948},{"$f":"IF($C$9=1,AL288,IF($C$9=2,AM288,AN288))","v":0.27576030557607012},{"$f":"AL287*(1-$F$18)","v":0.26197229029726643},{"$f":"AM287*(1-$F$18)","v":0.27576030557607012},{"$f":"AN287*(1-$F$18)","v":0.28954832085487375},{"$f":"AK288*($F$16)*($F$15*365)/1000","v":0.31811226270720694},10000,1000000,100000000,250000,250000,3029.6405972114949,{"$f":"$AJ288*AQ288","v":302964.0597211495},{"$f":"$AJ288*AR288","v":30296405.972114947},{"$f":"$AJ288*AS288","v":75741.014930287376},79528.065676801736,1583415.0211549122,158341502.11549103,15834150211.549099,39585375.528872758,41564644.305316433,5252947.6839121487,525294768.39121491,52529476839.121483,131323692.09780373,137889876.70269391,1.6473872577753554,164.73872577753556,16473.872577753551,{"$f":"BH288/(1+$C$11)^BO288","v":41.184681444383891},43.243915516603082,257,68227.2821333225,6822728.2133322451,682272821.33322585,1705682.0533330613,1790966.1559997152]
[null,null,null,null,null,null,null,null,null,null,null,null,null,null,null,null,null,null,null,null,null,null,null,null,null,null,{"$f":"AA288+1","v":258},1797.137350016457,455.44491175707554,1797.137350016457,7039.9845157686514,0.27438150404818978,0.26066242884578011,0.27438150404818978,0.2881005792505994,0.3014492394225437,0.27438150404818978,0.26066242884578011,0.27438150404818978,0.2881005792505994,0.31652170139367092,{"$f":"AP288","v":10000},{"$f":"AQ288","v":1000000},{"$f":"AR288","v":100000000},{"$f":"AS288","v":250000},{"$f":"AT288","v":250000},3014.4923942254372,301449.23942254373,30144923.942254372,75362.309855635933,{"$f":"$AO289*AT289","v":79130.425348417732},{"$f":"AZ288+AU289","v":1586429.5135491376},{"$f":"BA288+AV289","v":158642951.35491356},{"$f":"BB288+AW289","v":15864295135.491354},{"$f":"BC288+AX289","v":39660737.838728391},{"$f":"BD288+AY289","v":41643774.730664849},5417456.8730030674,541745687.30030668,54174568730.03067,135436421.82507667,142208242.91633052,1.6028106681327687,160.28106681327685,16028.106681327687,40.070266703319213,42.073780038485175,258,68228.884943990633,6822888.4943990586,682288849.43990719,1705722.1235997647,1791008.2297797536]
[null,null,null,null,null,null,null,null,null,null,null,null,null,null,null,null,null,null,null,null,null,null,null,null,null,null,259,1862.7328632920578,469.56370402154482,1862.7328632920578,7335.6638654309354,0.27300959652794882,0.25935911670155121,0.27300959652794882,0.28666007635434643,0.29994199322543097,0.27300959652794882,0.25935911670155121,0.27300959652794882,0.28666007635434643,0.31493909288670258,10000,1000000,100000000,250000,250000,2999.4199322543095,299941.99322543095,29994199.322543096,74985.498306357738,78734.773221675641,1589428.933481392,158942893.34813899,15894289334.813896,39735723.337034747,41722509.503886528,5587118.0786233395,558711807.86233401,55871180786.233398,139677951.9655835,146661849.56386271,1.5594402747471852,155.94402747471852,15594.402747471851,38.986006868679631,40.935307212113621,259,68230.444384265385,6823044.4384265337,682304443.84265471,1705761.1096066334,1791049.1650869658]
[null,null,null,null,null,null,null,null,null,null,null,null,null,null,null,null,null,null,null,null,null,null,null,null,null,null,260,1930.7226128022178,484.1201788462127,1930.7226128022178,7643.7617477790345,0.27164454854530906,0.25806232111804345,0.27164454854530906,0.28522677597257468,0.29844228325930378,0.27164454854530906,0.25806232111804345,0.27164454854530906,0.28522677597257468,0.31336439742226901,10000,1000000,100000000,250000,250000,2984.4228325930376,298442.28325930377,29844228.325930379,74610.570814825944,78341.099355567247,1592413.3563139851,159241335.63139829,15924133563.139826,39810333.907849573,41800850.603242099,5762092.649050625,576209264.90506256,57620926490.506264,144052316.22626564,151254932.03757894,1.5172434391996035,151.72434391996038,15172.434391996039,37.931085979990094,39.827640278989605,260,68231.961627704586,6823196.1627704538,682319616.27704668,1705799.0406926135,1791088.9927272447]
[null,null,null,null,null,null,null,null,null,null,null,null,null,null,null,null,null,null,null,null,null,null,null,null,null,null,261,2001.1939881694987,499.12790439044522,2001.1939881694987,7964.7997411857541,0.27028632580258249,0.25677200951245321,0.27028632580258249,0.28380064209271177,0.29695007184300726,0.27028632580258249,0.25677200951245321,0.27028632580258249,0.28380064209271177,0.31179757543515763,10000,1000000,100000000,250000,250000,2969.5007184300725,296950.07184300723,29695007.184300724,74237.517960751808,77949.393858789408,1595382.8570324152,159538285.70324129,15953828570.324127,39884571.425810322,41878799.99710089,5942546.9855872681,594254698.55872679,59425469855.872681,148563674.6396817,155991858.37166581,1.4761884062327706,147.61884062327707,14761.884062327706,36.904710155819267,38.749945663610234,261,68233.437816110818,6823343.7816110775,682334378.16110897,1705835.9454027694,1791127.7426729084]
[null,null,null,null,null,null,null,null,null,null,null,null,null,null,null,null,null,null,null,null,null,null,null,null,null,null,262,2074.2375687376853,514.60086942654902,2074.2375687376853,8299.3213303155553,0.26893489417356958,0.25548814946489096,0.26893489417356958,0.28238163888224821,0.29546532148379223,0.26893489417356958,0.25548814946489096,0.26893489417356958,0.28238163888224821,0.31023858755798184,10000,1000000,100000000,250000,250000,2954.6532148379224,295465.32148379221,29546532.148379222,73866.330370948053,77559.64688949546,1598337.5102472531,159833751.02472508,15983375102.472506,39958437.75618127,41956359.643990383,6128652.7008083975,612865270.08083975,61286527008.083969,153216317.52020994,160877133.39622045,1.4362442798537411,143.6244279853741,14362.44279853741,35.906106996343524,37.701412346160708,262,68234.874060390677,6823487.4060390629,682348740.60390747,1705871.8515097657,1791165.4440852546]
[null,null,null,null,null,null,null,null,null,null,null,null,null,null,null,null,null,null,null,null,null,null,null,null,null,null,263,2149.9472399966107,530.55349637877202,2149.9472399966107,8647.8928261888086,0.26759021970270175,0.25421070871756651,0.26759021970270175,0.28096973068783698,0.29398799487637323,0.26759021970270175,0.25421070871756651,0.26759021970270175,0.28096973068783698,0.30868739462019196,10000,1000000,100000000,250000,250000,2939.879948763732,293987.99487637321,29398799.487637322,73496.998719093302,77171.848655047987,1601277.3901960168,160127739.01960146,16012773901.960142,40031934.754900366,42033531.492645428,6320586.781765963,632058678.17659628,63205867817.659637,158014669.54414907,165915403.02135658,1.3973810000830753,139.73810000830753,13973.810000830756,34.934525002076882,36.681251252180743,263,68236.271441390767,6823627.144139071,682362714.41390824,1705906.7860347677,1791202.1253365066]
[null,null,null,null,null,null,null,null,null,null,null,null,null,null,null,null,null,null,null,null,null,null,null,null,null,null,264,2228.420314256487,547.00065476651389,2228.420314256487,9011.1043248887381,0.26625226860418821,0.25293965517397871,0.26625226860418821,0.27956488203439778,0.2925180549019914,0.26625226860418821,0.25293965517397871,0.26625226860418821,0.27956488203439778,0.3071439576470909,10000,1000000,100000000,250000,250000,2925.180549019914,292518.05490199139,29251805.490199141,73129.513725497847,76785.989411772724,1604202.5707450367,160420257.07450345,16042025707.450342,40105064.268625863,42110317.482057199,6518531.7583039198,651853175.830392,65185317583.0392,162963293.957598,171111458.65547785,1.3595693203331864,135.95693203331865,13595.693203331864,33.989233008329663,35.688694658746137,264,68237.631010711106,6823763.1010711044,682376310.10711157,1705940.7752677761,1791237.8140311653]
[null,null,null,null,null,null,null,null,null,null,null,null,null,null,null,null,null,null,null,null,null,null,null,null,null,null,265,2309.757655726849,563.9576750642758,2309.757655726849,9389.5707065340648,0.2649210072611673,0.25167495689810881,0.2649210072611673,0.27816705762422578,0.29105546462748144,0.2649210072611673,0.25167495689810881,0.2649210072611673,0.27816705762422578,0.30560823785885555,10000,1000000,100000000,250000,250000,2910.5546462748143,291055.46462748141,29105546.462748144,72763.866156870354,76402.059464713893,1607113.1253913115,160711312.53913093,16071131253.91309,40177828.134782732,42186719.541521914,6722675.876644603,672267587.6644603,67226758766.446037,168066896.91611508,176470241.76192087,1.3227807853987934,132.27807853987935,13227.807853987935,33.069519634969836,34.722995616718336,265,68238.953791496504,6823895.3791496446,682389537.91496551,1705973.8447874112,1791272.5370267821]
[null,null,null,null,null,null,null,null,null,null,null,null,null,null,null,null,null,null,null,null,null,null,null,null,null,null,266,2394.0638101608788,581.44036299126833,2394.0638101608788,9783.9326762084966,0.26359640222486147,0.25041658211361828,0.26359640222486147,0.27677622233610466,0.28960018730434406,0.26359640222486147,0.25041658211361828,0.26359640222486147,0.27677622233610466,0.30408019666956126,10000,1000000,100000000,250000,250000,2896.0018730434408,289600.18730434409,28960018.730434407,72400.046826086022,76020.049167390316,1610009.1272643548,161000912.72643527,16100091272.643524,40250228.181608818,42262739.590689301,6933213.2784114219,693321327.84114218,69332132784.114212,173330331.96028554,181996848.55829981,1.2869877100429437,128.69877100429437,12869.877100429436,32.174692751073593,33.783427388627267,266,68240.24077920655,6824024.0779206492,682402407.79206598,1706006.0194801623,1791306.3204541707]
[null,null,null,null,null,null,null,null,null,null,null,null,null,null,null,null,null,null,null,null,null,null,null,null,null,null,267,2481.447139231751,599.46501424399764,2481.447139231751,10194.857848609254,0.26227842021373715,0.2491644992030502,0.26227842021373715,0.27539234122442413,0.2881521863678223,0.26227842021373715,0.2491644992030502,0.26227842021373715,0.27539234122442413,0.3025597956862135,10000,1000000,100000000,250000,250000,2881.5218636782229,288152.18636782229,28815218.636782229,72038.046591955572,75639.948921553369,1612890.6491280331,161289064.91280308,16128906491.280306,40322266.228200771,42338379.539610855,7150344.18525807,715034418.5258069,71503441852.580704,178758604.63145173,187696534.86302438,1.252163158162465,125.21631581624649,12521.631581624652,31.304078954061623,32.869282901764713,267,68241.492942364712,6824149.2942364654,682414929.42364764,1706037.3235591163,1791339.1897370724]
[null,null,null,null,null,null,null,null,null,null,null,null,null,null,null,null,null,null,null,null,null,null,null,null,null,null,268,2572.0199598137096,618.04842968556147,2572.0199598137096,10623.041878250842,0.26096702811266848,0.24791867670703494,0.26096702811266848,0.27401537951830202,0.28671142543598321,0.26096702811266848,0.24791867670703494,0.26096702811266848,0.27401537951830202,0.3010469967077824,10000,1000000,100000000,250000,250000,2867.1142543598321,286711.42543598323,28671142.54359832,71677.856358995807,75261.749176945596,1615757.7633823929,161575776.33823907,16157577633.823904,40393944.084559768,42413641.288787805,7374275.0892798891,737427508.92798901,73742750892.798889,184356877.23199725,193574721.09359711,1.2182809225171869,121.8280922517187,12182.809225171868,30.457023062929675,31.979874216076158,268,{"$f":"BP298+BJ299","v":68242.711223287231},{"$f":"BQ298+BK299","v":6824271.1223287173},{"$f":"BR298+BL299","v":682427112.23287284},{"$f":"BS298+BM299","v":1706067.7805821793},{"$f":"BT298+BN299","v":1791371.1696112885}]
[null,null,null,null,null,null,null,null,null,null,null,null,null,null,null,null,null,null,null,null,null,null,null,null,null,null,269,2665.8986883469101,637.20793100581386,2665.8986883469101,11069.209637137377,0.25966219297210513,0.24667908332349975,0.25966219297210513,0.27264530262071052,0.28527786830880331,0.25966219297210513,0.24667908332349975,0.25966219297210513,0.27264530262071052,0.29954176172424346,10000,1000000,100000000,250000,250000,2852.7786830880332,285277.8683088033,28527786.830880329,71319.467077200825,74885.440431060866,1618610.542065481,161861054.20654789,16186105420.654785,40465263.551636972,42488526.729218863,7605218.9493884137,760521894.93884122,76052189493.884125,190130473.73471031,199636997.42144585,1.1853155050076594,118.53155050076592,11853.155050076593,29.632887625191479,31.114532006451057,269,68243.896538792236,6824389.6538792178,682438965.38792288,1706097.4134698045,1791402.2841432949]
[null,null,null,null,null,null,null,null,null,null,null,null,null,null,null,null,null,null,null,null,null,null,null,null,null,null,270,2763.2039904715725,656.96137686699399,2763.2039904715725,11534.116441897148,0.25836388200724458,0.24544568790688226,0.25836388200724458,0.27128207610760696,0.28385147896725932,0.25836388200724458,0.24544568790688226,0.25836388200724458,0.27128207610760696,0.29804405291562219,10000,1000000,100000000,250000,250000,2838.514789672593,283851.47896725935,28385147.89672593,70962.869741814837,74511.013228905547,1621449.0568551535,162144905.68551514,16214490568.551512,40536226.421378784,42563037.742447771,7843395.3938358855,784339539.38358867,78433953938.358856,196084884.84589717,205889129.08819193,1.1532420974865443,115.32420974865444,11532.420974865443,28.83105243716361,30.272605059021778,270,68245.04978088972,6824504.9780889666,682450497.80889773,1706126.2445222416,1791432.5567483539]
[null,null,null,null,null,null,null,null,null,null,null,null,null,null,null,null,null,null,null,null,null,null,null,null,null,null,271,2864.0609361237848,677.32717954987072,2864.0609361237848,12018.549332456829,0.25707206259720838,0.24421845946734785,0.25707206259720838,0.26992566572706894,0.28243222157242298,0.25707206259720838,0.24421845946734785,0.25707206259720838,0.26992566572706894,0.29655383265104418,10000,1000000,100000000,250000,250000,2824.3222157242299,282432.221572423,28243222.157242298,70608.055393105751,74138.458162761046,1624273.3790708778,162427337.90708756,16242733790.708754,40606834.476771891,42637176.200610533,8089030.9290823396,808903092.908234,80890309290.823395,202225773.2270585,212337061.88841146,1.1220365630892251,112.2036563089225,11220.365630892251,28.050914077230626,29.453459781092164,271,68246.171817452807,6824617.1817452759,682461718.1745286,1706154.295436319,1791462.010208135]
[null,null,null,null,null,null,null,null,null,null,null,null,null,null,null,null,null,null,null,null,null,null,null,null,null,null,272,2968.5991602923027,698.32432211591663,2968.5991602923027,12523.328404420015,0.25578670228422234,0.24299736717001111,0.25578670228422234,0.26857603739843361,0.28102006046456091,0.25578670228422234,0.24299736717001111,0.25578670228422234,0.26857603739843361,0.29507106348778894,10000,1000000,100000000,250000,250000,2810.200604645609,281020.06046456093,28102006.046456091,70255.015116140232,73767.765871947238,1627083.5796755233,162708357.96755213,16270835796.755209,40677089.491888031,42710943.966482483,8342359.1552038761,834235915.52038765,83423591552.038773,208558978.88009691,218986927.82410175,1.0916754180695964,109.16754180695965,10916.754180695965,27.291885451739912,28.656479724326907,272,68247.263492870872,6824726.3492870824,682472634.92870927,1706181.5873217706,1791490.6666878592]
[null,null,null,null,null,null,null,null,null,null,null,null,null,null,null,null,null,null,null,null,null,null,null,null,null,null,273,3076.9530296429716,719.97237610151001,3076.9530296429716,13049.308197405657,0.25450776877280124,0.24178238033416105,0.25450776877280124,0.26723315721144142,0.27961496016223808,0.25450776877280124,0.24178238033416105,0.25450776877280124,0.26723315721144142,0.29359570817035002,10000,1000000,100000000,250000,250000,2796.1496016223809,279614.9601622381,27961496.016223807,69903.740040559525,73398.9270425875,1629879.7292771458,162987972.92771438,16298797292.771433,40746993.231928594,42784342.893525071,8603620.9880469739,860362098.80469739,86036209880.469727,215090524.70117435,225845050.93623304,1.0621358141273498,106.213581412735,10621.358141273498,26.553395353183749,27.881065120842933,273,68248.325628684994,6824832.5628684955,682483256.28685057,1706208.1407171239,1791518.5477529801]
[null,null,null,null,null,null,null,null,null,null,null,null,null,null,null,null,null,null,null,null,null,null,null,null,null,null,274,3189.2618152249402,742.2915197606568,3189.2618152249402,13597.379141696694,0.25323522992893721,0.24057346843249025,0.25323522992893721,0.2658969914253842,0.27821688536142686,0.25323522992893721,0.24057346843249025,0.25323522992893721,0.2658969914253842,0.29212772962949823,10000,1000000,100000000,250000,250000,2782.1688536142688,278216.88536142686,27821688.536142685,69554.221340356715,73031.932407374552,1632661.8981307601,163266189.81307581,16326618981.307575,40816547.453268953,42857374.825932443,8873064.8883401342,887306488.83401334,88730648883.401321,221826622.20850334,232917953.31892851,1.0333955212134744,103.33955212134744,10333.955212134742,25.83488803033686,27.126632431853704,274,68249.359024206206,6824935.9024206167,682493590.24206269,1706233.9756051542,1791545.6743854119]
[null,null,null,null,null,null,null,null,null,null,null,null,null,null,null,null,null,null,null,null,null,null,null,null,null,null,275,3305.6698714806503,765.30255687323711,3305.6698714806503,14168.469065647956,0.25196905377929252,0.23937060109032779,0.25196905377929252,0.26456750646825727,0.27682580093461967,0.25196905377929252,0.23937060109032779,0.25196905377929252,0.26456750646825727,0.29066709098135074,10000,1000000,100000000,250000,250000,2768.2580093461966,276825.80093461968,27682580.093461968,69206.450233654919,72666.772745337687,1635430.1561401063,163543015.61401042,16354301561.401037,40885753.903502606,42930041.598677784,9150947.0979807228,915094709.79807234,91509470979.807236,228773677.44951808,240212361.32199404,1.0054329108010163,100.54329108010162,10054.329108010163,25.135822770025406,26.39261390852668,275,68250.364457117001,6825036.4457116965,682503644.57117069,1706259.1114279241,1791572.0669993204]
[null,null,null,null,null,null,null,null,null,null,null,null,null,null,null,null,null,null,null,null,null,null,null,null,null,null,276,3426.3268217896939,789.02693613630743,3426.3268217896939,14763.54476640517,0.25070920851039608,0.23817374808487615,0.25070920851039608,0.26324466893591597,0.27544167192994667,0.25070920851039608,0.23817374808487615,0.25070920851039608,0.26324466893591597,0.28921375552644402,10000,1000000,100000000,250000,250000,2754.4167192994669,275441.67192994669,27544167.192994669,68860.417982486673,72303.438881611,1638184.5728594058,163818457.28594038,16381845728.594032,40954614.321485095,43002345.037559398,9437531.8837217372,943753188.37217379,94375318837.217377,235938297.09304345,247735211.94769561,0.97822693960851625,97.822693960851637,9782.269396085163,24.455673490212909,25.678457164723554,276,68251.34268405661,6825134.2684056573,682513426.84056675,1706283.5671014143,1791597.7454564851]
[null,null,null,null,null,null,null,null,null,null,null,null,null,null,null,null,null,null,null,null,null,null,null,null,null,null,277,3551.3877507850175,813.48677115653288,3551.3877507850175,15383.613646594187,0.24945566246784409,0.23698287934445178,0.24945566246784409,0.2619284455912364,0.2740644635702969,0.24945566246784409,0.23698287934445178,0.24945566246784409,0.2619284455912364,0.28776768674881176,10000,1000000,100000000,250000,250000,2740.644635702969,274064.46357029688,27406446.357029691,68516.11589257422,71941.921687202936,1640925.2174951087,164092521.74951068,16409252174.951061,41023130.437377669,43074286.959246598,9733091.7884901911,973309178.84901905,97330917884.901917,243327294.71225476,255493659.44786751,0.95175713376387316,95.175713376387321,9517.5713376387321,23.79392834409683,24.98362476130167,277,68252.294441190374,6825229.4441190334,682522944.41190434,1706307.3610297584,1791622.7290812463]
[null,null,null,null,null,null,null,null,null,null,null,null,null,null,null,null,null,null,null,null,null,null,null,null,null,null,278,3681.0134036886707,838.70486106238536,3681.0134036886707,16029.725419751143,0.24820838415550486,0.23579796494772953,0.24820838415550486,0.26061880336328019,0.27269414125244545,0.24820838415550486,0.23579796494772953,0.24820838415550486,0.26061880336328019,0.28632884831506772,10000,1000000,100000000,250000,250000,2726.9414125244543,272694.14125244546,27269414.125244547,68173.535313111366,71582.212078766926,1643652.1589076333,164365215.89076313,16436521589.076305,41091303.972690783,43145869.171325363,{"$f":"AU309*$AB309","v":10037907.890576232},{"$f":"AV309*$AB309","v":1003790789.0576234},{"$f":"AW309*$AB309","v":100379078905.76234},250947697.26440585,263495082.12762612,0.92600357339672001,92.600357339672016,9260.0357339672028,23.150089334918004,24.307593801663902,278,68253.220444763763,6825322.0444763731,682532204.44763827,1706330.5111190933,1791647.0366750481]
[null,null,null,null,null,null,null,null,null,null,null,null,null,null,null,null,null,null,null,null,null,null,null,null,null,null,279,3815.370392923307,864.70471175531929,3815.370392923307,16702.973887380693,0.24696734223472733,0.23461897512299087,0.24696734223472733,0.25931570934646381,0.27133067054618315,0.24696734223472733,0.23461897512299087,0.24696734223472733,0.25931570934646381,0.28489720407349234,10000,1000000,100000000,250000,250000,2713.3067054618314,271330.67054618313,27133067.054618314,67832.667636545782,71224.30101837308,1646365.4656130951,164636546.56130931,16463654656.130924,41159136.640327327,43217093.472343735,10352270.070939351,1035227007.0939351,103522700709.39351,258806751.77348378,271747089.362158,0.90094687764770898,90.094687764770896,9009.4687764770897,22.523671941192724,23.649855538252364,279,68254.121391641413,6825412.1391641377,682541213.91641474,1706353.0347910344,1791670.6865305863]
[null,null,null,null,null,null,null,null,null,null,null,null,null,null,null,null,null,null,null,null,null,null,null,null,null,null,280,3954.6314122650078,891.51055781973412,3954.6314122650078,17404.498790650683,0.24573250552355369,0.23344588024737592,0.24573250552355369,0.25801913079973149,0.26997401719345226,0.24573250552355369,0.23344588024737592,0.24573250552355369,0.25801913079973149,0.28347271805312491,10000,1000000,100000000,250000,250000,2699.7401719345226,269974.01719345228,26997401.719345227,67493.50429836307,70868.179513281226,1649065.2057850296,164906520.57850277,16490652057.850269,41226630.144625694,43287961.651857018,10676477.288885996,1067647728.8885998,106764772888.85997,266911932.22214994,280257528.83325744,0.87656819008343512,87.656819008343533,8765.6819008343518,21.914204752085883,23.009914989690177,280,68254.997959831497,6825499.7959831459,682549979.5983156,1706374.9489957865,1791693.6964455759]
[null,null,null,null,null,null,null,null,null,null,null,null,null,null,null,null,null,null,null,null,null,null,null,null,null,null,281,4098.9754588126807,919.1473851121458,4098.9754588126807,18135.487739858014,0.24450384299593592,0.23227865084613905,0.24450384299593592,0.25672903514573281,0.268624147107485,0.24450384299593592,0.23227865084613905,0.24450384299593592,0.25672903514573281,0.28205535446285929,10000,1000000,100000000,250000,250000,2686.2414710748499,268624.14710748498,26862414.710748501,67156.036776871246,70513.83861571482,1651751.4472561043,165175144.72561026,16517514472.561018,41293786.181402564,43358475.490472734,11010837.866380682,1101083786.6380682,110108378663.80684,275270946.65951705,289034493.99249297,0.85284916450601245,85.284916450601244,8528.4916450601268,21.321229112650311,22.387290568282832,281,68255.850808996009,6825585.0808995962,682558508.08996069,1706396.2702248991,1791716.0837361442]
[null,null,null,null,null,null,null,null,null,null,null,null,null,null,null,null,null,null,null,null,null,null,null,null,null,null,282,4248.5880630593438,947.64095405062221,4248.5880630593438,18897.178224932049,0.24328132378095624,0.23111725759190835,0.24328132378095624,0.25544538997000416,0.26728102637194756,0.24328132378095624,0.23111725759190835,0.24328132378095624,0.25544538997000416,0.28064507769054498,10000,1000000,100000000,250000,250000,2672.8102637194756,267281.02637194755,26728102.637194756,66820.256592986887,70161.269422636251,1654424.2575198237,165442425.75198221,16544242575.198214,41360606.437995553,43428636.759895369,11355669.78126106,1135566978.126106,113556697812.61061,283891744.53152651,298086331.75810289,0.8297719511466316,82.977195114663161,8297.7195114663173,20.74429877866579,21.781513717599086,282,68256.680580947155,6825668.058094711,682566805.8094722,1706417.0145236778,1791737.8652498617]
[null,null,null,null,null,null,null,null,null,null,null,null,null,null,null,null,null,null,null,null,null,null,null,null,null,null,283,4403.6615273610096,977.01782362619144,4403.6615273610096,19690.859710379198,0.24206491716205145,0.22996167130394882,0.24206491716205145,0.25416816302015416,0.26594462124008783,0.24206491716205145,0.22996167130394882,0.24206491716205145,0.25416816302015416,0.27924185230209225,10000,1000000,100000000,250000,250000,2659.4462124008783,265944.62124008784,26594462.124008782,66486.155310021961,69810.463075523061,1657083.7037322246,165708370.37322229,16570837037.322222,41427092.593305573,43498447.222970895,11711300.969635703,1171130096.9635704,117113009696.35703,292782524.24089259,307421650.45293725,0.8073191832327038,80.731918323270378,8073.1918323270374,20.182979580817594,21.192128559858478,283,68257.487900130393,6825748.7900130339,682574879.00130451,1706437.1975032585,1791759.0573784215]
[null,null,null,null,null,null,null,null,null,null,null,null,null,null,null,null,null,null,null,null,null,null,null,null,null,null,284,4564.3951731096868,1007.3053761586033,4564.3951731096868,20517.875818215125,0.2408545925762412,0.22881186294742908,0.2408545925762412,0.2528973222050534,0.26461489813388739,0.2408545925762412,0.22881186294742908,0.2408545925762412,0.2528973222050534,0.27784564304058174,10000,1000000,100000000,250000,250000,2646.1489813388739,264614.89813388739,26461489.813388739,66153.724533471846,69461.410760145431,1659729.8527135635,165972985.27135617,16597298527.135611,41493246.317839041,43567908.633731037,12078069.63775227,1207806963.7752271,120780696377.52271,301951740.94380677,317049327.99099708,0.78547396391848501,78.547396391848508,7854.7396391848497,19.636849097962127,20.618691552860231,284,68258.273374094308,6825827.3374094255,682582733.74094367,1706456.8343523564,1791779.6760699744]
[null,null,null,null,null,null,null,null,null,null,null,null,null,null,null,null,null,null,null,null,null,null,null,null,null,null,285,4730.99559692819,1038.5318428195199,4730.99559692819,21379.62660258016,0.23965031961336,0.22766780363269193,0.23965031961336,0.2516328355940281,0.26329182364321796,0.23965031961336,0.22766780363269193,0.23965031961336,0.2516328355940281,0.27645641482537886,10000,1000000,100000000,250000,250000,2632.9182364321796,263291.82364321797,26329182.364321794,65822.955910804492,69114.103706344715,1662362.7709499956,166236277.09499937,16623627709.499933,41559069.273749843,43637022.737437382,12456324.583632577,1245632458.3632576,124563245836.32576,311408114.59081441,326978520.32035512,0.76421985356934163,76.421985356934158,7642.1985356934156,19.10549633923354,20.060771156195216,285,68259.037593947884,6825903.7593947826,682590375.93947935,1706475.9398486956,1791799.7368411305]
[null,null,null,null,null,null,null,null,null,null,null,null,null,null,null,null,null,null,null,null,null,null,null,null,null,null,286,4903.6769362160685,1070.7263299469248,4903.6769362160685,22277.570919888527,0.2384520680152932,0.22652946461452847,0.2384520680152932,0.25037467141605796,0.26197536452500186,0.2384520680152932,0.22652946461452847,0.2384520680152932,0.25037467141605796,0.27507413275125198,10000,1000000,100000000,250000,250000,2619.7536452500185,261975.36452500187,26197536.452500187,65493.841131250469,68768.533187812995,1664982.5245952457,166498252.45952436,16649825245.952433,41624563.114881091,43705791.270625196,12846425.528780488,1284642552.8780489,128464255287.80489,321160638.21951222,337218670.13048786,0.74354085739009368,74.354085739009378,7435.408573900937,18.588521434752344,19.517947506489961,286,68259.781134805278,6825978.1134805214,682597811.34805322,1706494.5283701303,1791819.2547886369]
[null,null,null,null,null,null,null,null,null,null,null,null,null,null,null,null,null,null,null,null,null,null,null,null,null,null,287,5082.6611443879547,1103.9188461752794,5082.6611443879547,23213.228898523845,0.23725980767521673,0.22539681729145583,0.23725980767521673,0.24912279805897766,0.26066548770237685,0.23725980767521673,0.22539681729145583,0.23725980767521673,0.24912279805897766,0.27369876208749572,10000,1000000,100000000,250000,250000,2606.6548770237687,260665.48770237685,26066548.770237684,65166.371925594212,68424.690521873927,1667589.1794722695,166758917.94722673,16675891794.72267,41689729.486806683,43774215.96114707,13248743.460278071,1324874346.027807,132487434602.7807,331218586.50695175,347779515.83229935,0.7234214133881206,72.342141338812041,7234.2141338812044,18.08553533470301,18.989812101438162,287,68260.504556218671,6826050.45562186,682605045.56218708,1706512.613905465,1791838.2446007384]
[null,null,null,null,null,null,null,null,null,null,null,null,null,null,null,null,null,null,null,null,null,null,null,null,null,null,288,5268.1782761581153,1138.140330406713,5268.1782761581153,24188.184512261847,0.23607350863684065,0.22426983320499855,0.23607350863684065,0.24787718406868278,0.25936216026386494,0.23607350863684065,0.22426983320499855,0.23607350863684065,0.24787718406868278,0.2723302682770582,10000,1000000,100000000,250000,250000,2593.6216026386492,259362.16026386493,25936216.026386492,64840.540065966234,68082.567069264551,{"$f":"AZ318+AU319","v":1670182.8010749081},{"$f":"BA318+AV319","v":167018280.1074906},{"$f":"BB318+AW319","v":16701828010.749056},{"$f":"BC318+AX319","v":41754570.02687265},{"$f":"BD318+AY319","v":43842298.528216332},13663660.983595327,1366366098.3595328,136636609835.95328,341591524.58988321,358671100.81937736,0.70384638066217264,70.384638066217263,7038.4638066217267,17.596159516554316,18.475967492382033,{"$f":"AA319","v":288},{"$f":"BP318+BJ319","v":68261.208402599339},{"$f":"BQ318+BK319","v":6826120.8402599264},{"$f":"BR318+BL319","v":682612084.0259937},{"$f":"BS318+BM319","v":1706530.2100649816},{"$f":"BT318+BN319","v":1791856.7205682308}]
[null,null,null,null,null,null,null,null,null,null,null,null,null,null,null,null,null,null,null,null,null,null,null,null,null,null,289,5460.4667832378864,1173.4226806493211,5460.4667832378864,25204.088261776844,0.23489314109365644,0.22314848403897355,0.23489314109365644,0.24663779814833936,0.25806534946254561,0.23489314109365644,0.22314848403897355,0.23489314109365644,0.24663779814833936,0.27096861693567298,10000,1000000,100000000,250000,250000,2580.653494625456,258065.34946254562,25806534.946254563,64516.337365636406,67742.154233918249,1672763.4545695335,167276345.45695314,16727634545.695311,41819086.364238285,43910040.68245025,14091572.686449073,1409157268.6449075,140915726864.49075,352289317.16122687,369903783.01928836,0.68480102800807563,68.480102800807572,6848.0102800807572,17.120025700201893,17.976026985211995,289,68261.893203627347,6826189.3203627272,682618932.03627384,1706547.3300906818,1791874.6965952159]
[null,null,null,null,null,null,null,null,null,null,null,null,null,null,null,null,null,null,null,null,null,null,null,null,null,null,290,5659.7738208260689,1209.79878374945,5659.7738208260689,26262.659968771473,0.23371867538818816,0.22203274161877867,0.23371867538818816,0.24540460915759765,0.25677502271523295,0.23371867538818816,0.22203274161877867,0.23371867538818816,0.24540460915759765,0.26961377385099461,10000,1000000,100000000,250000,250000,2567.7502271523294,256775.02271523295,25677502.271523293,64193.755678808237,67403.443462748648,1675331.2047966858,167533120.47966838,16753312047.966833,41883280.119917095,43977444.125913002,14532885.514056945,1453288551.4056947,145328855140.56946,363322137.85142368,381488244.74399483,0.66627102283275341,66.627102283275349,6662.7102283275344,16.656775570818837,17.48961434935978,290,68262.559474650174,6826255.94746501,682625594.74650216,1706563.9868662525,1791892.1862095653]
[null,null,null,null,null,null,null,null,null,null,null,null,null,null,null,null,null,null,null,null,null,null,null,null,null,null,291,5866.3555652862206,1247.3025460456829,5866.3555652862206,27365.691687459876,0.23255008201124722,0.22092257791068479,0.23255008201124722,0.24417758611180967,0.25549114760165675,0.23255008201124722,0.22092257791068479,0.23255008201124722,0.24417758611180967,0.26826570498173957,10000,1000000,100000000,250000,250000,2554.9114760165676,255491.14760165676,25549114.760165676,63872.78690041419,67066.426245434894,1677886.1162727023,167788611.62727004,16778861162.726999,41947152.906817511,44044510.552158438,14988019.156143423,1498801915.6143425,149880191561.43423,374700478.90358561,393435502.84876484,0.64824242036822455,64.824242036822454,6482.4242036822452,16.206060509205614,17.016363534665892,291,68263.207717070545,6826320.7717070468,682632077.1707058,1706580.1929267617,1791909.2025730999]
[null,null,null,null,null,null,null,null,null,null,null,null,null,null,null,null,null,null,null,null,null,null,null,null,null,null,292,6080.4775434191679,1285.9689249730989,6080.4775434191679,28515.05073833319,0.23138733160119099,0.21981796502113135,0.23138733160119099,0.24295669818125062,0.25421369186364851,0.23138733160119099,0.21981796502113135,0.23138733160119099,0.24295669818125062,0.26692437645683093,10000,1000000,100000000,250000,250000,2542.136918636485,254213.69186364851,25421369.186364852,63553.422965912127,66731.094114207735,1680428.2531913389,168042825.3191337,16804282531.913364,42010706.329783425,44111241.646272644,15457406.446065947,1545740644.6065948,154574064460.65948,386435161.1516487,405756919.20923114,0.63070165317745897,63.070165317745904,6307.0165317745905,15.767541329436476,16.5559183959083,292,68263.838418723724,6826383.8418723643,682638384.18723762,1706595.9604680911,1791925.7584914959]
[null,null,null,null,null,null,null,null,null,null,null,null,null,null,null,null,null,null,null,null,null,null,null,null,null,null,293,6302.4149737539674,1325.8339616472649,6302.4149737539674,29712.682869343185,0.23023039494318503,0.2187188751960257,0.23023039494318503,0.24174191469034437,0.25294262340433021,0.23023039494318503,0.2187188751960257,0.23023039494318503,0.24174191469034437,0.26558975457454675,10000,1000000,100000000,250000,250000,2529.426234043302,252942.62340433022,25294262.34043302,63235.655851082556,66397.438643636691,1682957.6794253821,168295767.94253802,16829576794.253798,42073941.985634506,44177639.084916279,15941493.772440614,1594149377.2440615,159414937724.40613,398537344.31101537,418464211.52656621,0.61363552094419238,61.363552094419241,6136.3552094419229,15.34088802360481,16.107932424785051,293,68264.45205424467,6826445.2054244587,682644520.54244709,1706611.3013561147,1791941.8664239207]
[null,null,null,null,null,null,null,null,null,null,null,null,null,null,null,null,null,null,null,null,null,null,null,null,null,null,294,6532.453120295987,1366.93481445833,6532.453120295987,30960.6155498556,0.2290792429684691,0.21762528082004556,0.2290792429684691,0.24053320511689263,0.25167791028730857,0.2290792429684691,0.21762528082004556,0.2290792429684691,0.24053320511689263,0.26426180580167402,10000,1000000,100000000,250000,250000,{"$f":"$AJ325*AP325","v":2516.7791028730858},251677.91028730856,25167791.028730858,62919.477571827141,66065.451450418506,1685474.4585282551,168547445.85282534,16854744585.282528,42136861.463206336,44243704.536366694,16440741.503659025,1644074150.3659024,164407415036.59024,411018537.59147561,431569464.47104943,0.59703118053902082,59.703118053902081,5970.3118053902081,14.92577951347552,15.672068489149297,294,68265.049085425213,6826504.9085425129,682650490.85425246,1706626.2271356282,1791957.53849241]
[null,null,null,null,null,null,null,null,null,null,null,null,null,null,null,null,null,null,null,null,null,null,null,null,null,null,295,6770.8876591867902,1409.3097937065381,6770.8876591867902,32260.961402949535,0.22793384675362674,0.21653715441594534,0.22793384675362674,0.23933053909130816,0.25041952073587204,0.22793384675362674,0.21653715441594534,0.22793384675362674,0.23933053909130816,0.26294049677266568,10000,1000000,100000000,250000,250000,2504.1952073587204,250419.52073587204,25041952.073587205,62604.880183968009,65735.124193166426,1687978.6537356139,168797865.3735612,16879786537.356115,42199466.343390301,44309439.660559863,16955624.425699864,1695562442.5699866,169556244256.99866,423890610.64249665,445085141.17462158,0.5808761363542938,58.087613635429392,5808.7613635429389,14.521903408857348,15.247998579300218,295,68265.629961561572,6826562.9961561486,682656299.61561596,1706640.7490390372,1791972.7864909894]
[null,null,null,null,null,null,null,null,null,null,null,null,null,null,null,null,null,null,null,null,null,null,null,null,null,null,296,7018.0250587471082,1452.9983973114406,7018.0250587471082,33615.921781873418,0.22679417751985861,0.21545446864386561,0.22679417751985861,0.23813388639585162,0.24916742313219267,0.22679417751985861,0.21545446864386561,0.22679417751985861,0.23813388639585162,0.26162579428880228,10000,1000000,100000000,250000,250000,2491.6742313219265,249167.42313219266,24916742.313219268,62291.855783048166,65406.44857220057,1690470.3279669359,169047032.79669338,16904703279.669334,42261758.199173346,44374846.109132066,17486632.193651721,1748663219.3651719,174866321936.51721,437165804.84129298,459024095.08335763,0.5651582309005373,56.515823090053722,5651.5823090053736,14.12895577251343,14.835403561139103,296,68266.195119792479,6826619.5119792391,682661951.19792497,1706654.8779948098,1791987.6218945505]
[null,null,null,null,null,null,null,null,null,null,null,null,null,null,null,null,null,null,null,null,null,null,null,null,null,null,297,7274.1829733913773,1498.0413476280951,7274.1829733913773,35027.790496712099,0.22566020663225933,0.21437719630064628,0.22566020663225933,0.23694321696387236,0.24792158601653175,0.22566020663225933,0.21437719630064628,0.22566020663225933,0.23694321696387236,0.26031766531735834,10000,1000000,100000000,250000,250000,2479.2158601653173,247921.58601653174,24792158.601653174,61980.396504132936,65079.416329339583,1692949.5438271014,169294954.38270992,16929495438.270988,42323738.59567748,44439925.525461406,18034269.797376409,1803426979.7376411,180342697973.7641,450856744.93441027,473399582.18113077,0.54986563565732538,54.986563565732546,5498.6563565732549,13.746640891433136,14.433972936004793,297,68266.744985428129,6826674.4985428052,682667449.85428154,1706668.6246357013,1792002.0558674864]
[null,null,null,null,null,null,null,null,null,null,null,null,null,null,null,null,null,null,null,null,null,null,null,null,null,null,298,7539.6906519201621,1544.4806294045659,7539.6906519201621,36498.957697574006,0.22453190559909803,0.21330531031914304,0.22453190559909803,0.23575850087905298,0.24668197808644904,0.22453190559909803,0.21330531031914304,0.22453190559909803,0.23575850087905298,0.2590160769907715,10000,1000000,100000000,250000,250000,2466.8197808644904,246681.97808644903,24668197.808644906,61670.494521612258,64754.019247692879,1695416.3636079659,169541636.36079636,16954163636.079634,42385409.090199091,44504679.544709101,18599058.04175574,1859905804.1755741,185990580417.55743,464976451.04389352,488225273.59608823,0.53498684217172021,53.498684217172027,5349.8684217172031,13.374671054293007,14.043404607007657,298,68267.279972270306,6826727.9972270224,682672799.72270322,1706681.9993067556,1792016.0992720935]
[null,null,null,null,null,null,null,null,null,null,null,null,null,null,null,null,null,null,null,null,null,null,null,null,null,null,299,7814.8893607152477,1592.3595289161074,7814.8893607152477,38031.913920872117,0.22340924607110255,0.21223878376754732,0.22340924607110255,0.23457970837465772,0.24544856819601682,0.22340924607110255,0.21223878376754732,0.22340924607110255,0.23457970837465772,0.25772099660581765,10000,1000000,100000000,250000,250000,2454.4856819601682,245448.56819601683,24544856.819601681,61362.142049004207,64430.249151454416,1697870.849289926,169787084.92899239,16978708492.899235,42446771.232248098,44569109.793860555,19181534.041978426,1918153404.1978428,191815340419.78427,479538351.04946071,503515268.60193372,0.52051065339757829,52.051065339757841,5205.1065339757833,13.01276633493946,13.663404651686433,299,68267.800482923703,6826780.0482923621,682678004.82923722,1706695.0120730905,1792029.7626767452]
[null,null,null,null,null,null,null,null,null,null,null,null,null,null,null,null,null,null,null,null,null,null,null,null,null,null,300,8100.1328223813543,1641.7226743125066,8100.1328223813543,39629.254305548748,0.22229219984074702,0.21117758984870957,0.22229219984074702,0.23340680983278442,0.24422132535503674,0.22229219984074702,0.21117758984870957,0.22229219984074702,0.23340680983278442,0.25643239162278852,10000,1000000,100000000,250000,250000,2442.2132535503674,244221.32535503674,24422132.535503674,61055.331338759184,64108.097905697134,1700313.0625434765,170031306.25434741,17003130625.434738,42507826.563586853,44633217.89176625,19782251.734338086,1978225173.4338088,197822517343.38089,494556293.3584522,519284108.0263747,0.50642617526920475,50.642617526920475,5064.2617526920476,12.660654381730119,13.293687100816623,300,68268.306909098974,6826830.6909098886,682683069.09098995,1706707.6727274721,1792043.0563638459]
[null,null,null,null,null,null,null,null,null,null,null,null,null,null,null,null,null,null,null,null,null,null,null,null,null,null,null,null,null,null,null,null,null,null,null,null,null,null,null,null,null,null,null,null,null,null,null,null,null,null,null,null,null,null,null,null,null,null,null,null,null,null,null,null,null,null,">300"]
[null,null,null,null,null,null,null,null,null,null,null,null,null,null,null,null,null,null,null,null,null,null,null,null,null,null,null,null,null,null,null,null,null,null,null,null,null,null,null,null,null,null,null,null,null,null,null,null,null,null,null,"Lifetime Total kWh Produced:",null,null,null,null,null,null,null,null,null,null,null,null,null,null,null,"Lifetime Sum:"]
[null,null,null,null,null,null,null,null,null,null,null,null,null,null,null,null,null,null,null,null,null,null,null,null,null,null,null,null,null,null,null,null,null,null,null,null,null,null,null,null,null,null,null,null,null,null,null,null,null,null,null,{"$f":"INDEX(AZ32:AZ331,lifetime)+$AZ$335*AZ336","v":257503.47286775577},{"$f":"INDEX(BA32:BA331,lifetime)+$AZ$335*BA336","v":25750347.286775582},{"$f":"INDEX(BB32:BB331,lifetime)+$AZ$335*BB336","v":2575034728.6775579},{"$f":"INDEX(BC32:BC331,lifetime)+$AZ$335*BC336","v":6437586.8216938954},{"$f":"INDEX(BD32:BD331,lifetime*(1+$E$10))+$BA$335*BD336","v":6759466.1627785899},null,null,null,null,null,null,null,null,null,null,null,{"$f":"BP337+BP338","v":33891.303071806105},{"$f":"BQ337+BQ338","v":3389130.30718061},{"$f":"BR337+BR338","v":338913030.71806097},{"$f":"BS337+BS338","v":847282.5767951525},{"$f":"BT337+BT338","v":889646.70563491003}]
[null,null,null,null,null,null,null,null,null,null,null,null,null,null,null,null,null,null,null,null,null,null,null,null,null,null,null,null,null,null,null,null,null,null,null,null,null,null,null,null,null,null,null,null,null,null,null,null,null,null,"Portion of year:",{"$f":"(lifetime-FLOOR(lifetime,1))","v":0},{"$f":"(lifetime*(1+$E$10)-FLOOR(lifetime*(1+$E$10),1))","v":0},null,null,null,null,null,null,null,null,null,null,null,null,null,null,"Years to recoup lifetime cost:"]
[null,null,null,null,null,null,null,null,null,null,null,null,null,null,null,null,null,null,null,null,null,null,null,null,null,null,null,null,null,null,null,null,null,null,null,null,null,null,null,null,null,null,null,null,null,null,null,null,null,null,null,{"$f":"OFFSET(INDEX(AZ$32:AZ$331,lifetime),0,-5)","v":9692.512699157005},{"$f":"OFFSET(INDEX(BA$32:BA$331,lifetime),0,-5)","v":969251.26991570042},{"$f":"OFFSET(INDEX(BB$32:BB$331,lifetime),0,-5)","v":96925126.991570041},{"$f":"OFFSET(INDEX(BC$32:BC$331,lifetime),0,-5)","v":242312.81747892511},{"$f":"OFFSET(INDEX(BD$32:BD$331,lifetime*(1+E10)),0,-5)","v":254428.45835287141},null,null,null,null,null,null,null,null,null,null,null,{"$f":"INDEX($BO$31:$BO$332,MATCH(C$40,BP31:BP331,1)+1)","v":26},{"$f":"INDEX($BO$31:$BO$332,MATCH(D$40,BQ31:BQ331,1)+1)","v":19},{"$f":"INDEX($BO$31:$BO$332,MATCH(E$40,BR31:BR331,1)+1)","v":14},{"$f":"INDEX($BO$31:$BO$332,MATCH(F$40,BS31:BS331,1)+1)","v":21},{"$f":"INDEX($BO$31:$BO$332,MATCH(G$40,BT31:BT331,1)+1)","v":19}]
[null,null,null,null,null,null,null,null,null,null,null,null,null,null,null,null,null,null,null,null,null,null,null,null,null,null,null,null,null,null,null,null,null,null,null,null,null,null,null,null,null,null,null,null,null,null,null,null,null,null,null,null,null,null,null,null,null,null,null,null,null,null,null,null,null,"Sum up to closest whole year",null,{"$f":"INDEX(BP31:BP331,lifetime+1)","v":33891.303071806105},{"$f":"INDEX(BQ31:BQ331,lifetime+1)","v":3389130.30718061},{"$f":"INDEX(BR31:BR331,lifetime+1)","v":338913030.71806097},{"$f":"INDEX(BS31:BS331,lifetime+1)","v":847282.5767951525},{"$f":"INDEX(BT31:BT331,$F$10+1)","v":889646.70563491003}]
[null,null,null,null,null,null,null,null,null,null,null,null,null,null,null,null,null,null,null,null,null,null,null,null,null,null,null,null,null,null,null,null,null,null,null,null,null,null,null,null,null,null,null,null,null,null,null,null,null,null,null,null,null,null,null,null,null,null,null,null,null,null,null,null,null,"Partial year production ($)",null,{"$f":"OFFSET(INDEX(BP31:BP331,lifetime+1),1,-6)*$AZ$335","v":0},{"$f":"OFFSET(INDEX(BQ31:BQ331,lifetime+1),1,-6)*$AZ$335","v":0},{"$f":"OFFSET(INDEX(BR31:BR331,lifetime+1),1,-6)*$AZ$335","v":0},{"$f":"OFFSET(INDEX(BS31:BS331,lifetime+1),1,-6)*$AZ$335","v":0},{"$f":"OFFSET(INDEX(BT31:BT331,lifetime+1),1,-6)*$BA$335","v":0}]
[null,null,null,null,null,null,null,null,null,null,null,null,null,null,null,null,null,null,null,null,null,null,null,null,null,null,{"$f":"AA29","v":0},"Electricity Price in Use","Electricity Price",null,null,{"$f":"AF29","v":"Panel Output Per Year in Use"},{"$f":"AG29","v":"Panel Output Per Year (% Expectation)"},null,null,null,{"$f":"AK29","v":"Panel Output Per Year in Use"},{"$f":"AL29","v":"Panel Output Per Year (% Expectation)"},null,null,null,{"$f":"AP29","v":"Installation Size (MW)"},null,null,null,null,{"$f":"AU29","v":"kWh Produced Per Year (kWh)"},null,null,null,null,{"$f":"AZ29","v":"Cumulative kWh Produced (kWh)"},null,null,null,null,{"$f":"BE29","v":"Value of Electricity Production Per Year ($)"},null,null,null,null,{"$f":"BJ29","v":"PV of Value of Electricity Production Per Year ($)"},null,null,null,null,null,{"$f":"BP29","v":"Cumulative PV of Value of Electricity Production Per Year ($)"}]
[null,null,null,null,null,null,null,null,null,null,null,null,null,null,null,null,null,null,null,null,null,null,null,null,null,null,"Year",0,"Low EVC",{"$f":"AD30","v":"Mid EVC"},{"$f":"AE30","v":"High EVC"},{"$f":"AF30","v":0},{"$f":"AG30","v":"Low Output"},{"$f":"AH30","v":"Mid Output"},{"$f":"AI30","v":"High Output"},{"$f":"AJ30","v":"Electricity Produced (kWh/W)"},{"$f":"AK30","v":0},{"$f":"AL30","v":"Low Output"},{"$f":"AM30","v":"Mid Output"},{"$f":"AN30","v":"High Output"},{"$f":"AO30","v":"Electricity Produced (kWh/W)"},{"$f":"AP30","v":0.01},{"$f":"AQ30","v":1},{"$f":"AR30","v":100},{"$f":"AS30","v":0.25},{"$f":"AT30","v":0.25},{"$f":"AU30","v":0.01},{"$f":"AV30","v":1},{"$f":"AW30","v":100},{"$f":"AX30","v":0.25},{"$f":"AY30","v":0.25},{"$f":"AZ30","v":0.01},{"$f":"BA30","v":1},{"$f":"BB30","v":100},{"$f":"BC30","v":0.25},{"$f":"BD30","v":0.25},{"$f":"BE30","v":0.01},{"$f":"BF30","v":1},{"$f":"BG30","v":100},{"$f":"BH30","v":0.25},{"$f":"BI30","v":0.25},{"$f":"BJ30","v":0.01},{"$f":"BK30","v":1},{"$f":"BL30","v":100},{"$f":"BM30","v":0.25},{"$f":"BN30","v":0.25},null,{"$f":"BP30","v":0.01},{"$f":"BQ30","v":1},{"$f":"BR30","v":100},{"$f":"BS30","v":0.25},{"$f":"BT30","v":0.25}]
[]
[null,null,null,null,null,null,null,null,null,null,null,null,null,null,null,null,null,null,null,null,null,null,null,null,null,null,null,null,null,null,null,null,null,null,null,null,null,null,null,null,null,null,null,null,null,null,null,null,null,null,null,null,null,null,null,null,null,null,null,null,null,null,null,null,null,null,null,"Lifetime Cost"]
[null,null,null,null,null,null,null,null,null,null,null,null,null,null,null,null,null,null,null,null,null,null,null,null,null,null,null,null,null,null,null,null,null,null,null,null,null,null,null,null,null,null,null,null,null,null,null,null,null,null,null,null,null,null,null,null,null,null,null,null,null,null,null,null,null,null,null,{"$f":"C40","v":34141.681891966633},{"$f":"D40","v":2765794.2587942029},{"$f":"E40","v":211742032.8391743},{"$f":"F40","v":740243.56506297342},{"$f":"G40","v":720157.22032966709}]

{"sheet":"Electricity Price","index":2,"n_rows":34,"n_cols":9,"rows_kept":34,"cut":false,"hidden":false,"merged":[]}
[null,"Use this sheet to determine the average electricity price for the solar panel installation. Since the expected production for solar occurs during daylight hours, the weighted average electricity price must be used if the"]
[null,"system sells electricity at a variable rate. If a simple flat rate is desired, simply use that rate as the hourly price for each hour of the day. Otherwise, update the hourly ETR of the location of interest and define hourly prices."]
[]
[null,"Peak-Sun Hours",{"$f":"'Solar Calculator'!C15","v":3.5}]
[]
[]
[null,"Hour","Avg. Hourly ETR [Extraterrestrial Radiation] (W/m^2)","Proportion of Peak-sun Hours (%)","Distribution of Peak-sun Hours (hr)","Hourly Electricity Price ($/kWh)"]
[null,"01:00:00",0,{"$f":"C8/SUM($C$8:$C$31)","v":0},{"$f":"D8*$C$4","v":0},0.14097955223880601,{"$f":"$F$34","v":0.17286226982217781}]
[null,"02:00:00",0,{"$f":"C9/SUM($C$8:$C$31)","v":0},{"$f":"D9*$C$4","v":0},0.12495313432835831,0.17286226982217781]
[null,"03:00:00",0,0,0,0.10892477544910173,0.17286226982217781]
[null,"04:00:00",0,0,0,0.10759694029850746,0.17286226982217781]
[null,"05:00:00",0,0,0,0.10908208955223894,0.17286226982217781]
[null,"06:00:00",4.9150684931506845,5.5903193368647274E-4,1.9566117679026547E-3,0.11326014925373125,0.17286226982217781]
[null,"07:00:00",90.232876712328761,1.0262941324394637E-2,3.5920294635381232E-2,0.13944485074626883,0.17286226982217781]
[null,"08:00:00",295.87945205479451,3.3652849894316786E-2,0.11778497463010876,0.159644776119403,0.17286226982217781]
[null,"09:00:00",560.74794520547948,6.3778563524755555E-2,0.22322497233664446,0.13150858208955232,0.17286226982217781]
[null,"10:00:00",794.70958904109591,9.0388982147436722E-2,0.31636143751602852,0.14296776119402976,0.17286226982217781]
[null,"11:00:00",974.84657534246571,0.11087747135584564,0.38807114974545975,0.14912746268656701,0.17286226982217781]
[null,"12:00:00",1088.6246575342466,0.12381840623548082,0.43336442182418289,0.15792283582089575,0.17286226982217781]
[null,"13:00:00",1128.2684931506849,0.12832743192134663,0.44914601172471319,0.15759776119403004,0.17286226982217781]
[null,"14:00:00",1091.1013698630136,0.12410010348634623,0.43435036220221179,0.17394253731343262,0.17286226982217781]
[null,"15:00:00",979.59452054794519,0.11141749495733876,0.38996123235068564,0.18014559701492516,0.17286226982217781]
[null,"16:00:00",801.52328767123288,9.1163961199319812E-2,0.31907386419761935,0.23304925373134311,0.17286226982217781]
[null,"17:00:00",569.04657534246576,6.4722436282356618E-2,0.22652852698824816,0.250050820895522,0.17286226982217781]
[null,"18:00:00",305.52328767123288,3.4749724145474191E-2,0.12162403450915966,0.20009470149253733,0.17286226982217781]
[null,"19:00:00",99.769863013698625,1.1347662707428425E-2,3.9716819475999483E-2,0.19150970149253715,0.17286226982217781]
[null,"20:00:00",7.3232876712328769,8.3293888447265438E-4,2.9152860956542905E-3,0.19062679104477628,0.17286226982217781]
[null,"21:00:00",0,0,0,0.17102083333333337,0.17286226982217781]
[null,"22:00:00",0,0,0,0.17573020833333325,0.17286226982217781]
[null,"23:00:00",0,0,0,0.1694865327380953,0.17286226982217781]
[null,"24:00",0,0,0,0.14886964285714288,{"$f":"$F$34","v":0.17286226982217781}]
[]
[]
[null,null,null,null,"Avg Electricity Price ($/kWh)",{"$f":"SUMPRODUCT($D$8:$D$31,F8:F31)","v":0.17286226982217781},null,null,"This Avg Electricity Price will be used for calculating the value of solar production in the Solar Calculator sheet allowing the user to consider variable pricing. "]

{"sheet":"Monte Carlo Assumptions","index":3,"n_rows":22,"n_cols":11,"rows_kept":22,"cut":false,"hidden":false,"merged":[[3,2,3,10],[19,2,19,4],[19,5,19,7],[19,8,19,10]]}
[null,"This sheet is used to save the distributions used in the paper when running Monte Carlo analysis to compare the different types of installations."]
[]
[]
[null,null,"Distributions used to model each type of installation"]
[null,null,null,"Residential",null,null,"Commercial",null,null,"Utility"]
[null,"Model Assumptions","Distribution","Mean/Min","Std. Dev/Max","Distribution","Mean/Min","Std. Dev/Max","Distribution","Mean/Min","Std. Dev/Max"]
[null,"Scenario (1=Worst-case, 2=Expected, 3=Best-case)"]
[null,"System Lifetime (yr)","Uniform",20,30,"Uniform",20,30,"Uniform",20,30]
[null,"Discount Rate (%)","Uniform",0.04,0.08,"Uniform",0.04,0.08,"Uniform",0.04,0.08]
[null,"Inflation Rate (%)","Normal",2.3599999999999999E-2,1.04E-2,"Normal",2.3599999999999999E-2,1.04E-2,"Normal",2.3599999999999999E-2,1.04E-2]
[null,"_Inflation Rate Deviation (±%)"]
[null,"Annual O&M Cost (% of Install Cost)","Uniform",0,5.0000000000000001E-3,"Uniform",1.5E-3,6.4999999999999997E-3,"Uniform",3.5000000000000001E-3,8.5000000000000006E-3]
[null,"Avg. Daily Peak-Sun Hours [location dependent] (hr/day)","Uniform",3.5,6,"Uniform",3.5,6,"Uniform",3.5,6]
[null,"DC to AC Derating [setup dependent] (%)","Normal",0.86,2.5000000000000001E-2,"Normal",0.86,2.5000000000000001E-2,"Normal",0.86,2.5000000000000001E-2]
[null,"_DC to AC Derating Deviation (±%)"]
[null,"Panel Degradation Per Year (%)","Normal",5.0000000000000001E-3,1E-3,"Normal",5.0000000000000001E-3,1E-3,"Normal",5.0000000000000001E-3,1E-3]
[null,"Electricity Price ($/kWh)","Uniform",9.3670000000000003E-2,0.18543000000000001,"Uniform",9.3670000000000003E-2,0.18543000000000001,"Uniform",9.3670000000000003E-2,0.18543000000000001]
[null,"Annual Electricity Price Gain (%/yr)","Normal",3.6499999999999998E-2,3.8E-3,"Normal",3.6499999999999998E-2,3.8E-3,"Normal",3.6499999999999998E-2,3.8E-3]
[null,"_Annual Electricity Price Gain Deviation (±%/yr)"]
[null,"Depreciation (1=True, 0=False)","Set to 0  (no depreciation)",null,null,"Set to 1 (depreciation included)",null,null,"Set to 1 (depreciation included)"]
[null,"Depreciable Basis (% of Est. Installation Cost)","Uniform",0.3,0.5,"Uniform",0.3,0.5,"Uniform",0.3,0.5]
[null,"Effective Corporate Tax Rate (%)","Uniform",0.3,0.4,"Uniform",0.3,0.4,"Uniform",0.3,0.4]